## README
field | value
title | Canada LNG lifecycle emissions — calc_group grouping
run_at_utc | 2026-08-29 09:13 UTC
asset_register | Canada_LNG_Asset_Register.xlsx
data_inputs | Canada_LNG_Data_Inputs.xlsx
headline_scenario | measurement_central
calc_group_source | Asset Register:calc_group
headline_note | Lifetime is the sum of the per-asset calendar panel (2025 to last emitting year). Headline annual is the panel peak calendar year. life_average_annual_mt is utilisation over each asset window. Headline includes calc_groups in headline_scope_calc_groups on chains in headline_scope_chains (export operating / under construction / proposed). Capacity is per chain; headline capacity is export liquefaction only. Non-export assets stay in the register as a stated exclusion.
annual_total_mtco2e_yr | 298.6895
annual_basis | panel peak calendar year
panel_peak_year | 2037
panel_peak_mtco2e_yr | 298.6895
panel_peak_n_assets | 10
life_average_annual_mt | 258.9045
life_average_basis | life-average utilisation over each asset window
lifetime_total_mtco2e | 9315.3242
lifetime_basis | sum of calendar panel; headline scope (export chain)
headline_scope_rule | Headline results include assets whose chain is in headline_scope_chains and whose calc_group is in headline_scope_calc_groups (export / operating,under_construction,proposed).
headline_scope_chains | export
headline_scope_calc_groups | operating,proposed,under_construction
headline_n_assets | 10
excluded_n_assets | 8
excluded_lifetime_mtco2e | 242.9108
assumed_first_export_year_if_missing | 2030
placeholder_lifetime_mtco2e | 5509.5854
placeholder_share_of_lifetime_pct | 59.1454
monte_carlo_seed | 20260828
monte_carlo_n_draws | 10000
monte_carlo_physics_seconds | 0.12
monte_carlo_price_seconds | 0.024
lifetime_co2_only_mt | 8967.2023
lifetime_ch4_kt | 11681.9455
carbon_budget_units_note | Share-of-budget is the CO2-only lifetime against the CO2 budgets (like for like). Residual: pipeline fugitive methane is not split out of the CO2 total, and non-CO2 gases other than CH4 are not counted.
lifetime_share_of_15c_budget_co2e_basis_pct | 5.4796
duration_x_average_mtco2e | 9315.3242
export_capacity_mtpa | 100.1
canada_territorial_mtco2e_yr | 46.6757
international_bunkers_mtco2e_yr | 8.7517
foreign_territorial_mtco2e_yr | 203.477
legacy_projects | energir_montreal_lng, tilbury_original
gcb_2025_15c_gtco2 | 170
lifetime_share_of_15c_budget_pct | 5.2748
inputs_guard | Inputs opened read-only (rb); writes only under Outputs/.
slide_tables | Outputs/SLIDE_TABLES.xlsx — send this file to the PPT chat (one table per sheet, 1-decimal, project names).
findings | tilbury_marine_jetty: chain=none — no lifecycle applies; excluded (not zeroed).

## Summary
group | scenario | project_count | capacity_export_headline_mtpa | capacity_export_mtpa | capacity_bunkering_mtpa | capacity_domestic_mtpa | capacity_import_mtpa | scope_1_2_mtco2e_yr | scope_3_mtco2e_yr | canada_territorial_mtco2e_yr | international_bunkers_mtco2e_yr | foreign_territorial_mtco2e_yr | annual_total_mtco2e_yr | lifecycle_total_mtco2e
operating | inventory_as_reported | 1 | 14 | 14 | 0 | 0 | 0 | 7.0322 | 33.5468 | 7.0322 | 1.3834 | 32.1635 | 40.579 | 1298.528
under_construction | inventory_as_reported | 2 | 5.4 | 5.4 | 0 | 0 | 0 | 2.7092 | 12.924 | 2.7092 | 0.53295 | 12.391 | 15.6331 | 555.1572
proposed | inventory_as_reported | 7 | 80.7 | 80.7 | 0 | 0 | 0 | 34.7465 | 165.7579 | 34.7465 | 6.8354 | 158.9225 | 200.5044 | 7382.918
operating | measurement_central | 1 | 14 | 14 | 0 | 0 | 0 | 7.378 | 33.5468 | 7.378 | 1.3834 | 32.1635 | 40.9248 | 1309.595
under_construction | measurement_central | 2 | 5.4 | 5.4 | 0 | 0 | 0 | 2.8424 | 12.924 | 2.8424 | 0.53295 | 12.391 | 15.7664 | 559.8886
proposed | measurement_central | 7 | 80.7 | 80.7 | 0 | 0 | 0 | 36.4553 | 165.7579 | 36.4553 | 6.8354 | 158.9225 | 202.2133 | 7445.8406
operating | measurement_high | 1 | 14 | 14 | 0 | 0 | 0 | 7.4933 | 33.5468 | 7.4933 | 1.3834 | 32.1635 | 41.0401 | 1313.284
under_construction | measurement_high | 2 | 5.4 | 5.4 | 0 | 0 | 0 | 2.8868 | 12.924 | 2.8868 | 0.53295 | 12.391 | 15.8108 | 561.4658
proposed | measurement_high | 7 | 80.7 | 80.7 | 0 | 0 | 0 | 37.025 | 165.7579 | 37.025 | 6.8354 | 158.9225 | 202.7829 | 7466.8148
operating | near_term_methane_gwp20 | 1 | 14 | 14 | 0 | 0 | 0 | 8.3003 | 33.5468 | 8.3003 | 1.3834 | 32.1635 | 41.8471 | 1339.107
under_construction | near_term_methane_gwp20 | 2 | 5.4 | 5.4 | 0 | 0 | 0 | 3.1977 | 12.924 | 3.1977 | 0.53295 | 12.391 | 16.1217 | 572.5058
proposed | near_term_methane_gwp20 | 7 | 80.7 | 80.7 | 0 | 0 | 0 | 41.0123 | 165.7579 | 41.0123 | 6.8354 | 158.9225 | 206.7702 | 7613.6342
operating | howarth_high | 1 | 14 | 14 | 0 | 0 | 0 | 10.8364 | 33.5468 | 10.8364 | 1.3834 | 32.1635 | 44.3833 | 1420.265
under_construction | howarth_high | 2 | 5.4 | 5.4 | 0 | 0 | 0 | 4.1748 | 12.924 | 4.1748 | 0.53295 | 12.391 | 17.0987 | 607.2031
proposed | howarth_high | 7 | 80.7 | 80.7 | 0 | 0 | 0 | 53.5438 | 165.7579 | 53.5438 | 6.8354 | 158.9225 | 219.3017 | 8075.0666

## By Project
project_id | project_name | unit_name | tier | calc_group | end_use | chain | group | scenario | liquefaction_drive | n_stages | capacity_mtpa | lifespan_years | lifespan_source | first_export_year | is_legacy | fid_confirmed | util_sum | effective_util | utilisation_source | effective_tonnes | intensity_upstream_production | intensity_pipeline_transport | intensity_liquefaction | intensity_shipping | intensity_regasification | intensity_combustion | annual_upstream_production | annual_pipeline_transport | annual_liquefaction | annual_shipping | annual_regasification | annual_combustion | where_upstream_production | where_pipeline_transport | where_liquefaction | where_shipping | where_regasification | where_combustion | scope_1_2 | scope_3 | annual_total | lifecycle_total | canada_territorial | international_bunkers | foreign_territorial | excluded_from_totals | in_headline_scope | panel_lifetime_mtco2e
lng_canada_phase_1 | LNG Canada Terminal | Phase 1 (T1-T2) | operating | operating | overseas export | export | operating | inventory_as_reported | gas_turbine | 6 | 14 | 32 | Asset Register:authorised_export_end_year=2056 (hard stop; cuts 8y from Asset Register:authorised_export_term_years) | 2025 | FALSE | TRUE | 26.35 | 0.82344 | parameters:lng_canada_ph1_year_1/year_2/steady_state_utilisation | 11528125 | 0.22 | 0.1 | 0.29 | 0.12 | 0.04 | 2.75 | 2536187.5 | 1152812.5 | 3343156.25 | 1383375 | 461125 | 31702343.75 | CAN | CAN | CAN | BUNK | FOR | FOR | 7032156.25 | 33546843.75 | 40579000 | 1298528000 | 7032156.25 | 1383375 | 32163468.75 | FALSE | TRUE | 1298.528
tilbury_phase_1a | Tilbury Island LNG Terminal | Phase 1a Expansion | operating | operating | marine bunkering, with some containerised export | bunkering | operating | inventory_as_reported | gas_turbine | 4 | 0.25 | 40 | Parameters:lifecycle_years_default | 2018 | FALSE | TRUE | 32.982 | 0.82455 | parameters:year_1/year_2/steady_state_utilisation (default ramp) | 206137.5 | 0.22 | 0.1 | 0.29 |  |  | 2.75 | 45350.25 | 20613.75 | 59779.875 |  |  | 566878.125 | CAN | CAN | CAN |  |  | BUNK | 125743.875 | 566878.125 | 692622 | 27704880 | 125743.875 | 566878.125 | 0 | FALSE | FALSE
energir_montreal_lng | Energir LNG Facility (Montreal) |  | operating | operating | domestic peak-shaving | domestic | operating | inventory_as_reported | not_published | 5 | 0.21 | 40 | Parameters:lifecycle_years_default | 1976 | TRUE | TRUE | 0.839 | 0.839 | legacy: first_export_year+lifespan before current year; steady-state util=0.839 for current annual only | 176190 | 0.22 | 0.1 | 0.29 |  | 0.04 | 2.75 | 38761.8 | 17619 | 51095.1 |  | 7047.6 | 484522.5 | CAN | CAN | CAN |  | CAN | CAN | 107475.9 | 491570.1 | 599046 |  | 599046 | 0 | 0 | FALSE | FALSE
mt_hayes_lng | Mt. Hayes LNG Facility |  | operating | operating | domestic peak-shaving | domestic | operating | inventory_as_reported | not_published | 5 | 0.06 | 40 | Parameters:lifecycle_years_default | 2011 | FALSE | TRUE | 32.982 | 0.82455 | parameters:year_1/year_2/steady_state_utilisation (default ramp) | 49473 | 0.22 | 0.1 | 0.29 |  | 0.04 | 2.75 | 10884.06 | 4947.3 | 14347.17 |  | 1978.92 | 136050.75 | CAN | CAN | CAN |  | CAN | CAN | 30178.53 | 138029.67 | 168208.2 | 6728328 | 168208.2 | 0 | 0 | FALSE | FALSE
tilbury_original | Tilbury Island LNG Terminal | Original Facility | operating | operating | domestic peak-shaving | domestic | operating | inventory_as_reported | not_published | 5 | 0.03 | 40 | Parameters:lifecycle_years_default | 1971 | TRUE | TRUE | 0.839 | 0.839 | legacy: first_export_year+lifespan before current year; steady-state util=0.839 for current annual only | 25170 | 0.22 | 0.1 | 0.29 |  | 0.04 | 2.75 | 5537.4 | 2517 | 7299.3 |  | 1006.8 | 69217.5 | CAN | CAN | CAN |  | CAN | CAN | 15353.7 | 70224.3 | 85578 |  | 85578 | 0 | 0 | FALSE | FALSE
tamaska_fort_nelson_lng | Tamaska LNG Facility (Fort Nelson) |  | operating | operating | domestic off-grid supply | domestic | operating | inventory_as_reported | not_published | 5 | 0.016 | 40 | Parameters:lifecycle_years_default | 2021 | FALSE | TRUE | 32.982 | 0.82455 | parameters:year_1/year_2/steady_state_utilisation (default ramp) | 13192.8 | 0.22 | 0.1 | 0.29 |  | 0.04 | 2.75 | 2902.416 | 1319.28 | 3825.912 |  | 527.712 | 36280.2 | CAN | CAN | CAN |  | CAN | CAN | 8047.608 | 36807.912 | 44855.52 | 1794220.8 | 44855.52 | 0 | 0 | FALSE | FALSE
port_of_hamilton_lng | Port of Hamilton LNG Terminal |  | operating | operating | import (regasification) | import | operating | inventory_as_reported | not_published | 2 |  |  |  |  | FALSE | [30 empty] | TRUE | FALSE
cedar_lng | Cedar FLNG Terminal |  | under_construction | under_construction | overseas export | export | under_construction | inventory_as_reported | gas_turbine | 6 | 3.3 | 39 | Asset Register:authorised_export_end_year=2066 (hard stop; cuts 1y from Asset Register:authorised_export_term_years) | 2028 | FALSE | TRUE | 32.143 | 0.82418 | parameters:year_1/year_2/steady_state_utilisation (default ramp) | 2719792.3077 | 0.22 | 0.1 | 0.29 | 0.12 | 0.04 | 2.75 | 598354.3077 | 271979.2308 | 788739.7692 | 326375.0769 | 108791.6923 | 7479428.8462 | CAN | CAN | CAN | BUNK | FOR | FOR | 1659073.3077 | 7914595.6154 | 9573668.9231 | 373373088 | 1659073.3077 | 326375.0769 | 7588220.5385 | FALSE | TRUE | 373.3731
woodfibre_lng | Woodfibre LNG Terminal |  | under_construction | under_construction | overseas export | export | under_construction | inventory_as_reported | gas_turbine | 6 | 2.1 | 30 | Asset Register:authorised_export_end_year=2057 (hard stop; cuts 10y from Asset Register:authorised_export_term_years) | 2028 | FALSE | TRUE | 24.592 | 0.81973 | parameters:year_1/year_2/steady_state_utilisation (default ramp) | 1721440 | 0.22 | 0.1 | 0.29 | 0.12 | 0.04 | 2.75 | 378716.8 | 172144 | 499217.6 | 206572.8 | 68857.6 | 4733960 | CAN | CAN | CAN | BUNK | FOR | FOR | 1050078.4 | 5009390.4 | 6059468.8 | 181784064 | 1050078.4 | 206572.8 | 4802817.6 | FALSE | TRUE | 181.7841
lng_canada_phase_2 | LNG Canada Terminal | Phase 2 (T3-T4) | advanced_proposed | proposed | overseas export | export | proposed | inventory_as_reported | gas_turbine | 6 | 14 | 27 | Asset Register:authorised_export_end_year=2056 (hard stop; cuts 13y from Asset Register:authorised_export_term_years) | 2030 | FALSE | FALSE | 17.88 | 0.66222 | parameters:year_1/year_2/steady_state_utilisation (default ramp); fid_delay_mid=5y inside lifespan | 9271111.1111 | 0.22 | 0.1 | 0.29 | 0.12 | 0.04 | 2.75 | 2039644.4444 | 927111.1111 | 2688622.2222 | 1112533.3333 | 370844.4444 | 25495555.5556 | CAN | CAN | CAN | BUNK | FOR | FOR | 5655377.7778 | 26978933.3333 | 32634311.1111 | 881126400 | 5655377.7778 | 1112533.3333 | 25866400 | FALSE | TRUE | 881.1264
ksi_lisims_lng | Ksi Lisims FLNG Terminal |  | advanced_proposed | proposed | overseas export | export | proposed | inventory_as_reported | gas_turbine | 6 | 12 | 35 | Asset Register:authorised_export_end_year=2063 (hard stop; cuts 5y from Asset Register:authorised_export_term_years) | 2029 | FALSE | FALSE | 24.592 | 0.70263 | parameters:year_1/year_2/steady_state_utilisation (default ramp); fid_delay_mid=5y inside lifespan | 8431542.8571 | 0.22 | 0.1 | 0.29 | 0.12 | 0.04 | 2.75 | 1854939.4286 | 843154.2857 | 2445147.4286 | 1011785.1429 | 337261.7143 | 23186742.8571 | CAN | CAN | CAN | BUNK | FOR | FOR | 5143241.1429 | 24535789.7143 | 29679030.8571 | 1038766080 | 5143241.1429 | 1011785.1429 | 23524004.5714 | FALSE | TRUE | 1038.7661
tilbury_phase_2 | Tilbury Island LNG Terminal | Phase 2 Expansion | advanced_proposed | proposed | mixed: domestic system resilience and marine bunkering | bunkering | proposed | inventory_as_reported | gas_turbine | 4 | 2.5 | 25 | Asset Register:authorised_export_term_years |  | FALSE | FALSE | 16.202 | 0.64808 | parameters:year_1/year_2/steady_state_utilisation (default ramp); fid_delay_mid=5y inside lifespan | 1620200 | 0.22 | 0.1 | 0.29 |  |  | 2.75 | 356444 | 162020 | 469858 |  |  | 4455550 | CAN | CAN | CAN |  |  | BUNK | 988322 | 4455550 | 5443872 | 136096800 | 988322 | 4455550 | 0 | FALSE | FALSE
tilbury_phase_1b | Tilbury Island LNG Terminal | Phase 1b Expansion | advanced_proposed | proposed | marine bunkering | bunkering | proposed | inventory_as_reported | gas_turbine | 4 | 0.65 | 40 | Parameters:lifecycle_years_default | 2028 | FALSE | FALSE | 28.787 | 0.71967 | parameters:year_1/year_2/steady_state_utilisation (default ramp); fid_delay_mid=5y inside lifespan | 467788.75 | 0.22 | 0.1 | 0.29 |  |  | 2.75 | 102913.525 | 46778.875 | 135658.7375 |  |  | 1286419.0625 | CAN | CAN | CAN |  |  | BUNK | 285351.1375 | 1286419.0625 | 1571770.2 | 62870808 | 285351.1375 | 1286419.0625 | 0 | FALSE | FALSE
marinvest_baie_comeau | Kino Aski LNG (formerly Marinvest Energy, Baie-Comeau) |  | early_proposed | proposed | overseas export | export | proposed | inventory_as_reported | gas_turbine | 6 | 15 | 40 | Parameters:lifecycle_years_default |  | FALSE | FALSE | 28.787 | 0.71967 | parameters:year_1/year_2/steady_state_utilisation (default ramp); fid_delay_mid=5y inside lifespan | 10795125 | 0.22 | 0.1 | 0.29 | 0.12 | 0.04 | 2.75 | 2374927.5 | 1079512.5 | 3130586.25 | 1295415 | 431805 | 29686593.75 | CAN | CAN | CAN | BUNK | FOR | FOR | 6585026.25 | 31413813.75 | 37998840 | 1519953600 | 6585026.25 | 1295415 | 30118398.75 | FALSE | TRUE | 1519.9536
summit_lake_pg_lng | Summit Lake PG LNG |  | early_proposed | proposed | overseas export | export | proposed | inventory_as_reported | gas_turbine | 6 | 2.7 | 30 | Asset Register:project_life_years |  | FALSE | FALSE | 20.397 | 0.6799 | parameters:year_1/year_2/steady_state_utilisation (default ramp); fid_delay_mid=5y inside lifespan | 1835730 | 0.22 | 0.1 | 0.29 | 0.12 | 0.04 | 2.75 | 403860.6 | 183573 | 532361.7 | 220287.6 | 73429.2 | 5048257.5 | CAN | CAN | CAN | BUNK | FOR | FOR | 1119795.3 | 5341974.3 | 6461769.6 | 193853088 | 1119795.3 | 220287.6 | 5121686.7 | FALSE | TRUE | 193.8531
fermeuse_energy_flng | Fermeuse Energy FLNG Terminal |  | early_proposed | proposed | overseas export | export | proposed | inventory_as_reported | gas_turbine | 6 | 5 | 40 | Parameters:lifecycle_years_default |  | FALSE | FALSE | 28.787 | 0.71967 | parameters:year_1/year_2/steady_state_utilisation (default ramp); fid_delay_mid=5y inside lifespan | 3598375 | 0.22 | 0.1 | 0.29 | 0.12 | 0.04 | 2.75 | 791642.5 | 359837.5 | 1043528.75 | 431805 | 143935 | 9895531.25 | CAN | CAN | CAN | BUNK | FOR | FOR | 2195008.75 | 10471271.25 | 12666280 | 506651200 | 2195008.75 | 431805 | 10039466.25 | FALSE | TRUE | 506.6512
saint_john_import_facility | Saint John LNG Terminal | Import Facility | watch | operating | import (regasification) | import | operating | inventory_as_reported |  | 2 | 7.5 | 40 | Parameters:lifecycle_years_default | 2009 | FALSE | TRUE | 1 | 0.025 | parameter:saint_john_utilisation (flat) | 187500 |  |  |  |  | 0.04 | 2.75 |  |  |  |  | 7500 | 515625 |  |  |  |  | CAN | CAN | 0 | 523125 | 523125 | 20925000 | 523125 | 0 | 0 | FALSE | FALSE
discovery_t1t4 | Discovery LNG Terminal | T1-T4 | early_proposed | proposed | overseas export | export | proposed | inventory_as_reported | gas_turbine | 6 | 20 | 40 | Parameters:lifecycle_years_default |  | FALSE | FALSE | 28.787 | 0.71967 | parameters:year_1/year_2/steady_state_utilisation (default ramp); fid_delay_mid=5y inside lifespan | 14393500 | 0.22 | 0.1 | 0.29 | 0.12 | 0.04 | 2.75 | 3166570 | 1439350 | 4174115 | 1727220 | 575740 | 39582125 | CAN | CAN | CAN | BUNK | FOR | FOR | 8780035 | 41885085 | 50665120 | 2026604800 | 8780035 | 1727220 | 40157865 | FALSE | TRUE | 2026.6048
kanata_lng | Kanata LNG |  | early_proposed | proposed | overseas export | export | proposed | inventory_as_reported | gas_turbine | 6 | 12 | 40 | Parameters:lifecycle_years_default |  | FALSE | FALSE | 28.787 | 0.71967 | parameters:year_1/year_2/steady_state_utilisation (default ramp); fid_delay_mid=5y inside lifespan | 8636100 | 0.22 | 0.1 | 0.29 | 0.12 | 0.04 | 2.75 | 1899942 | 863610 | 2504469 | 1036332 | 345444 | 23749275 | CAN | CAN | CAN | BUNK | FOR | FOR | 5268021 | 25131051 | 30399072 | 1215962880 | 5268021 | 1036332 | 24094719 | FALSE | TRUE | 1215.9629
lng_canada_phase_1 | LNG Canada Terminal | Phase 1 (T1-T2) | operating | operating | overseas export | export | operating | measurement_central | gas_turbine | 6 | 14 | 32 | Asset Register:authorised_export_end_year=2056 (hard stop; cuts 8y from Asset Register:authorised_export_term_years) | 2025 | FALSE | TRUE | 26.35 | 0.82344 | parameters:lng_canada_ph1_year_1/year_2/steady_state_utilisation | 11528125 | 0.25 | 0.1 | 0.29 | 0.12 | 0.04 | 2.75 | 2882031.25 | 1152812.5 | 3343156.25 | 1383375 | 461125 | 31702343.75 | CAN | CAN | CAN | BUNK | FOR | FOR | 7378000 | 33546843.75 | 40924843.75 | 1309595000 | 7378000 | 1383375 | 32163468.75 | FALSE | TRUE | 1309.595
tilbury_phase_1a | Tilbury Island LNG Terminal | Phase 1a Expansion | operating | operating | marine bunkering, with some containerised export | bunkering | operating | measurement_central | gas_turbine | 4 | 0.25 | 40 | Parameters:lifecycle_years_default | 2018 | FALSE | TRUE | 32.982 | 0.82455 | parameters:year_1/year_2/steady_state_utilisation (default ramp) | 206137.5 | 0.25 | 0.1 | 0.29 |  |  | 2.75 | 51534.375 | 20613.75 | 59779.875 |  |  | 566878.125 | CAN | CAN | CAN |  |  | BUNK | 131928 | 566878.125 | 698806.125 | 27952245 | 131928 | 566878.125 | 0 | FALSE | FALSE
energir_montreal_lng | Energir LNG Facility (Montreal) |  | operating | operating | domestic peak-shaving | domestic | operating | measurement_central | not_published | 5 | 0.21 | 40 | Parameters:lifecycle_years_default | 1976 | TRUE | TRUE | 0.839 | 0.839 | legacy: first_export_year+lifespan before current year; steady-state util=0.839 for current annual only | 176190 | 0.25 | 0.1 | 0.29 |  | 0.04 | 2.75 | 44047.5 | 17619 | 51095.1 |  | 7047.6 | 484522.5 | CAN | CAN | CAN |  | CAN | CAN | 112761.6 | 491570.1 | 604331.7 |  | 604331.7 | 0 | 0 | FALSE | FALSE
mt_hayes_lng | Mt. Hayes LNG Facility |  | operating | operating | domestic peak-shaving | domestic | operating | measurement_central | not_published | 5 | 0.06 | 40 | Parameters:lifecycle_years_default | 2011 | FALSE | TRUE | 32.982 | 0.82455 | parameters:year_1/year_2/steady_state_utilisation (default ramp) | 49473 | 0.25 | 0.1 | 0.29 |  | 0.04 | 2.75 | 12368.25 | 4947.3 | 14347.17 |  | 1978.92 | 136050.75 | CAN | CAN | CAN |  | CAN | CAN | 31662.72 | 138029.67 | 169692.39 | 6787695.6 | 169692.39 | 0 | 0 | FALSE | FALSE
tilbury_original | Tilbury Island LNG Terminal | Original Facility | operating | operating | domestic peak-shaving | domestic | operating | measurement_central | not_published | 5 | 0.03 | 40 | Parameters:lifecycle_years_default | 1971 | TRUE | TRUE | 0.839 | 0.839 | legacy: first_export_year+lifespan before current year; steady-state util=0.839 for current annual only | 25170 | 0.25 | 0.1 | 0.29 |  | 0.04 | 2.75 | 6292.5 | 2517 | 7299.3 |  | 1006.8 | 69217.5 | CAN | CAN | CAN |  | CAN | CAN | 16108.8 | 70224.3 | 86333.1 |  | 86333.1 | 0 | 0 | FALSE | FALSE
tamaska_fort_nelson_lng | Tamaska LNG Facility (Fort Nelson) |  | operating | operating | domestic off-grid supply | domestic | operating | measurement_central | not_published | 5 | 0.016 | 40 | Parameters:lifecycle_years_default | 2021 | FALSE | TRUE | 32.982 | 0.82455 | parameters:year_1/year_2/steady_state_utilisation (default ramp) | 13192.8 | 0.25 | 0.1 | 0.29 |  | 0.04 | 2.75 | 3298.2 | 1319.28 | 3825.912 |  | 527.712 | 36280.2 | CAN | CAN | CAN |  | CAN | CAN | 8443.392 | 36807.912 | 45251.304 | 1810052.16 | 45251.304 | 0 | 0 | FALSE | FALSE
port_of_hamilton_lng | Port of Hamilton LNG Terminal |  | operating | operating | import (regasification) | import | operating | measurement_central | not_published | 2 |  |  |  |  | FALSE | [30 empty] | TRUE | FALSE
cedar_lng | Cedar FLNG Terminal |  | under_construction | under_construction | overseas export | export | under_construction | measurement_central | gas_turbine | 6 | 3.3 | 39 | Asset Register:authorised_export_end_year=2066 (hard stop; cuts 1y from Asset Register:authorised_export_term_years) | 2028 | FALSE | TRUE | 32.143 | 0.82418 | parameters:year_1/year_2/steady_state_utilisation (default ramp) | 2719792.3077 | 0.25 | 0.1 | 0.29 | 0.12 | 0.04 | 2.75 | 679948.0769 | 271979.2308 | 788739.7692 | 326375.0769 | 108791.6923 | 7479428.8462 | CAN | CAN | CAN | BUNK | FOR | FOR | 1740667.0769 | 7914595.6154 | 9655262.6923 | 376555245 | 1740667.0769 | 326375.0769 | 7588220.5385 | FALSE | TRUE | 376.5552
woodfibre_lng | Woodfibre LNG Terminal |  | under_construction | under_construction | overseas export | export | under_construction | measurement_central | gas_turbine | 6 | 2.1 | 30 | Asset Register:authorised_export_end_year=2057 (hard stop; cuts 10y from Asset Register:authorised_export_term_years) | 2028 | FALSE | TRUE | 24.592 | 0.81973 | parameters:year_1/year_2/steady_state_utilisation (default ramp) | 1721440 | 0.25 | 0.1 | 0.29 | 0.12 | 0.04 | 2.75 | 430360 | 172144 | 499217.6 | 206572.8 | 68857.6 | 4733960 | CAN | CAN | CAN | BUNK | FOR | FOR | 1101721.6 | 5009390.4 | 6111112 | 183333360 | 1101721.6 | 206572.8 | 4802817.6 | FALSE | TRUE | 183.3334
lng_canada_phase_2 | LNG Canada Terminal | Phase 2 (T3-T4) | advanced_proposed | proposed | overseas export | export | proposed | measurement_central | gas_turbine | 6 | 14 | 27 | Asset Register:authorised_export_end_year=2056 (hard stop; cuts 13y from Asset Register:authorised_export_term_years) | 2030 | FALSE | FALSE | 17.88 | 0.66222 | parameters:year_1/year_2/steady_state_utilisation (default ramp); fid_delay_mid=5y inside lifespan | 9271111.1111 | 0.25 | 0.1 | 0.29 | 0.12 | 0.04 | 2.75 | 2317777.7778 | 927111.1111 | 2688622.2222 | 1112533.3333 | 370844.4444 | 25495555.5556 | CAN | CAN | CAN | BUNK | FOR | FOR | 5933511.1111 | 26978933.3333 | 32912444.4444 | 888636000 | 5933511.1111 | 1112533.3333 | 25866400 | FALSE | TRUE | 888.636
ksi_lisims_lng | Ksi Lisims FLNG Terminal |  | advanced_proposed | proposed | overseas export | export | proposed | measurement_central | gas_turbine | 6 | 12 | 35 | Asset Register:authorised_export_end_year=2063 (hard stop; cuts 5y from Asset Register:authorised_export_term_years) | 2029 | FALSE | FALSE | 24.592 | 0.70263 | parameters:year_1/year_2/steady_state_utilisation (default ramp); fid_delay_mid=5y inside lifespan | 8431542.8571 | 0.25 | 0.1 | 0.29 | 0.12 | 0.04 | 2.75 | 2107885.7143 | 843154.2857 | 2445147.4286 | 1011785.1429 | 337261.7143 | 23186742.8571 | CAN | CAN | CAN | BUNK | FOR | FOR | 5396187.4286 | 24535789.7143 | 29931977.1429 | 1047619200 | 5396187.4286 | 1011785.1429 | 23524004.5714 | FALSE | TRUE | 1047.6192
tilbury_phase_2 | Tilbury Island LNG Terminal | Phase 2 Expansion | advanced_proposed | proposed | mixed: domestic system resilience and marine bunkering | bunkering | proposed | measurement_central | gas_turbine | 4 | 2.5 | 25 | Asset Register:authorised_export_term_years |  | FALSE | FALSE | 16.202 | 0.64808 | parameters:year_1/year_2/steady_state_utilisation (default ramp); fid_delay_mid=5y inside lifespan | 1620200 | 0.25 | 0.1 | 0.29 |  |  | 2.75 | 405050 | 162020 | 469858 |  |  | 4455550 | CAN | CAN | CAN |  |  | BUNK | 1036928 | 4455550 | 5492478 | 137311950 | 1036928 | 4455550 | 0 | FALSE | FALSE
tilbury_phase_1b | Tilbury Island LNG Terminal | Phase 1b Expansion | advanced_proposed | proposed | marine bunkering | bunkering | proposed | measurement_central | gas_turbine | 4 | 0.65 | 40 | Parameters:lifecycle_years_default | 2028 | FALSE | FALSE | 28.787 | 0.71967 | parameters:year_1/year_2/steady_state_utilisation (default ramp); fid_delay_mid=5y inside lifespan | 467788.75 | 0.25 | 0.1 | 0.29 |  |  | 2.75 | 116947.1875 | 46778.875 | 135658.7375 |  |  | 1286419.0625 | CAN | CAN | CAN |  |  | BUNK | 299384.8 | 1286419.0625 | 1585803.8625 | 63432154.5 | 299384.8 | 1286419.0625 | 0 | FALSE | FALSE
marinvest_baie_comeau | Kino Aski LNG (formerly Marinvest Energy, Baie-Comeau) |  | early_proposed | proposed | overseas export | export | proposed | measurement_central | gas_turbine | 6 | 15 | 40 | Parameters:lifecycle_years_default |  | FALSE | FALSE | 28.787 | 0.71967 | parameters:year_1/year_2/steady_state_utilisation (default ramp); fid_delay_mid=5y inside lifespan | 10795125 | 0.25 | 0.1 | 0.29 | 0.12 | 0.04 | 2.75 | 2698781.25 | 1079512.5 | 3130586.25 | 1295415 | 431805 | 29686593.75 | CAN | CAN | CAN | BUNK | FOR | FOR | 6908880 | 31413813.75 | 38322693.75 | 1532907750 | 6908880 | 1295415 | 30118398.75 | FALSE | TRUE | 1532.9078
summit_lake_pg_lng | Summit Lake PG LNG |  | early_proposed | proposed | overseas export | export | proposed | measurement_central | gas_turbine | 6 | 2.7 | 30 | Asset Register:project_life_years |  | FALSE | FALSE | 20.397 | 0.6799 | parameters:year_1/year_2/steady_state_utilisation (default ramp); fid_delay_mid=5y inside lifespan | 1835730 | 0.25 | 0.1 | 0.29 | 0.12 | 0.04 | 2.75 | 458932.5 | 183573 | 532361.7 | 220287.6 | 73429.2 | 5048257.5 | CAN | CAN | CAN | BUNK | FOR | FOR | 1174867.2 | 5341974.3 | 6516841.5 | 195505245 | 1174867.2 | 220287.6 | 5121686.7 | FALSE | TRUE | 195.5052
fermeuse_energy_flng | Fermeuse Energy FLNG Terminal |  | early_proposed | proposed | overseas export | export | proposed | measurement_central | gas_turbine | 6 | 5 | 40 | Parameters:lifecycle_years_default |  | FALSE | FALSE | 28.787 | 0.71967 | parameters:year_1/year_2/steady_state_utilisation (default ramp); fid_delay_mid=5y inside lifespan | 3598375 | 0.25 | 0.1 | 0.29 | 0.12 | 0.04 | 2.75 | 899593.75 | 359837.5 | 1043528.75 | 431805 | 143935 | 9895531.25 | CAN | CAN | CAN | BUNK | FOR | FOR | 2302960 | 10471271.25 | 12774231.25 | 510969250 | 2302960 | 431805 | 10039466.25 | FALSE | TRUE | 510.9692
saint_john_import_facility | Saint John LNG Terminal | Import Facility | watch | operating | import (regasification) | import | operating | measurement_central |  | 2 | 7.5 | 40 | Parameters:lifecycle_years_default | 2009 | FALSE | TRUE | 1 | 0.025 | parameter:saint_john_utilisation (flat) | 187500 |  |  |  |  | 0.04 | 2.75 |  |  |  |  | 7500 | 515625 |  |  |  |  | CAN | CAN | 0 | 523125 | 523125 | 20925000 | 523125 | 0 | 0 | FALSE | FALSE
discovery_t1t4 | Discovery LNG Terminal | T1-T4 | early_proposed | proposed | overseas export | export | proposed | measurement_central | gas_turbine | 6 | 20 | 40 | Parameters:lifecycle_years_default |  | FALSE | FALSE | 28.787 | 0.71967 | parameters:year_1/year_2/steady_state_utilisation (default ramp); fid_delay_mid=5y inside lifespan | 14393500 | 0.25 | 0.1 | 0.29 | 0.12 | 0.04 | 2.75 | 3598375 | 1439350 | 4174115 | 1727220 | 575740 | 39582125 | CAN | CAN | CAN | BUNK | FOR | FOR | 9211840 | 41885085 | 51096925 | 2043877000 | 9211840 | 1727220 | 40157865 | FALSE | TRUE | 2043.877
kanata_lng | Kanata LNG |  | early_proposed | proposed | overseas export | export | proposed | measurement_central | gas_turbine | 6 | 12 | 40 | Parameters:lifecycle_years_default |  | FALSE | FALSE | 28.787 | 0.71967 | parameters:year_1/year_2/steady_state_utilisation (default ramp); fid_delay_mid=5y inside lifespan | 8636100 | 0.25 | 0.1 | 0.29 | 0.12 | 0.04 | 2.75 | 2159025 | 863610 | 2504469 | 1036332 | 345444 | 23749275 | CAN | CAN | CAN | BUNK | FOR | FOR | 5527104 | 25131051 | 30658155 | 1226326200 | 5527104 | 1036332 | 24094719 | FALSE | TRUE | 1226.3262
lng_canada_phase_1 | LNG Canada Terminal | Phase 1 (T1-T2) | operating | operating | overseas export | export | operating | measurement_high | gas_turbine | 6 | 14 | 32 | Asset Register:authorised_export_end_year=2056 (hard stop; cuts 8y from Asset Register:authorised_export_term_years) | 2025 | FALSE | TRUE | 26.35 | 0.82344 | parameters:lng_canada_ph1_year_1/year_2/steady_state_utilisation | 11528125 | 0.26 | 0.1 | 0.29 | 0.12 | 0.04 | 2.75 | 2997312.5 | 1152812.5 | 3343156.25 | 1383375 | 461125 | 31702343.75 | CAN | CAN | CAN | BUNK | FOR | FOR | 7493281.25 | 33546843.75 | 41040125 | 1313284000 | 7493281.25 | 1383375 | 32163468.75 | FALSE | TRUE | 1313.284
tilbury_phase_1a | Tilbury Island LNG Terminal | Phase 1a Expansion | operating | operating | marine bunkering, with some containerised export | bunkering | operating | measurement_high | gas_turbine | 4 | 0.25 | 40 | Parameters:lifecycle_years_default | 2018 | FALSE | TRUE | 32.982 | 0.82455 | parameters:year_1/year_2/steady_state_utilisation (default ramp) | 206137.5 | 0.26 | 0.1 | 0.29 |  |  | 2.75 | 53595.75 | 20613.75 | 59779.875 |  |  | 566878.125 | CAN | CAN | CAN |  |  | BUNK | 133989.375 | 566878.125 | 700867.5 | 28034700 | 133989.375 | 566878.125 | 0 | FALSE | FALSE
energir_montreal_lng | Energir LNG Facility (Montreal) |  | operating | operating | domestic peak-shaving | domestic | operating | measurement_high | not_published | 5 | 0.21 | 40 | Parameters:lifecycle_years_default | 1976 | TRUE | TRUE | 0.839 | 0.839 | legacy: first_export_year+lifespan before current year; steady-state util=0.839 for current annual only | 176190 | 0.26 | 0.1 | 0.29 |  | 0.04 | 2.75 | 45809.4 | 17619 | 51095.1 |  | 7047.6 | 484522.5 | CAN | CAN | CAN |  | CAN | CAN | 114523.5 | 491570.1 | 606093.6 |  | 606093.6 | 0 | 0 | FALSE | FALSE
mt_hayes_lng | Mt. Hayes LNG Facility |  | operating | operating | domestic peak-shaving | domestic | operating | measurement_high | not_published | 5 | 0.06 | 40 | Parameters:lifecycle_years_default | 2011 | FALSE | TRUE | 32.982 | 0.82455 | parameters:year_1/year_2/steady_state_utilisation (default ramp) | 49473 | 0.26 | 0.1 | 0.29 |  | 0.04 | 2.75 | 12862.98 | 4947.3 | 14347.17 |  | 1978.92 | 136050.75 | CAN | CAN | CAN |  | CAN | CAN | 32157.45 | 138029.67 | 170187.12 | 6807484.8 | 170187.12 | 0 | 0 | FALSE | FALSE
tilbury_original | Tilbury Island LNG Terminal | Original Facility | operating | operating | domestic peak-shaving | domestic | operating | measurement_high | not_published | 5 | 0.03 | 40 | Parameters:lifecycle_years_default | 1971 | TRUE | TRUE | 0.839 | 0.839 | legacy: first_export_year+lifespan before current year; steady-state util=0.839 for current annual only | 25170 | 0.26 | 0.1 | 0.29 |  | 0.04 | 2.75 | 6544.2 | 2517 | 7299.3 |  | 1006.8 | 69217.5 | CAN | CAN | CAN |  | CAN | CAN | 16360.5 | 70224.3 | 86584.8 |  | 86584.8 | 0 | 0 | FALSE | FALSE
tamaska_fort_nelson_lng | Tamaska LNG Facility (Fort Nelson) |  | operating | operating | domestic off-grid supply | domestic | operating | measurement_high | not_published | 5 | 0.016 | 40 | Parameters:lifecycle_years_default | 2021 | FALSE | TRUE | 32.982 | 0.82455 | parameters:year_1/year_2/steady_state_utilisation (default ramp) | 13192.8 | 0.26 | 0.1 | 0.29 |  | 0.04 | 2.75 | 3430.128 | 1319.28 | 3825.912 |  | 527.712 | 36280.2 | CAN | CAN | CAN |  | CAN | CAN | 8575.32 | 36807.912 | 45383.232 | 1815329.28 | 45383.232 | 0 | 0 | FALSE | FALSE
port_of_hamilton_lng | Port of Hamilton LNG Terminal |  | operating | operating | import (regasification) | import | operating | measurement_high | not_published | 2 |  |  |  |  | FALSE | [30 empty] | TRUE | FALSE
cedar_lng | Cedar FLNG Terminal |  | under_construction | under_construction | overseas export | export | under_construction | measurement_high | gas_turbine | 6 | 3.3 | 39 | Asset Register:authorised_export_end_year=2066 (hard stop; cuts 1y from Asset Register:authorised_export_term_years) | 2028 | FALSE | TRUE | 32.143 | 0.82418 | parameters:year_1/year_2/steady_state_utilisation (default ramp) | 2719792.3077 | 0.26 | 0.1 | 0.29 | 0.12 | 0.04 | 2.75 | 707146 | 271979.2308 | 788739.7692 | 326375.0769 | 108791.6923 | 7479428.8462 | CAN | CAN | CAN | BUNK | FOR | FOR | 1767865 | 7914595.6154 | 9682460.6154 | 377615964 | 1767865 | 326375.0769 | 7588220.5385 | FALSE | TRUE | 377.616
woodfibre_lng | Woodfibre LNG Terminal |  | under_construction | under_construction | overseas export | export | under_construction | measurement_high | gas_turbine | 6 | 2.1 | 30 | Asset Register:authorised_export_end_year=2057 (hard stop; cuts 10y from Asset Register:authorised_export_term_years) | 2028 | FALSE | TRUE | 24.592 | 0.81973 | parameters:year_1/year_2/steady_state_utilisation (default ramp) | 1721440 | 0.26 | 0.1 | 0.29 | 0.12 | 0.04 | 2.75 | 447574.4 | 172144 | 499217.6 | 206572.8 | 68857.6 | 4733960 | CAN | CAN | CAN | BUNK | FOR | FOR | 1118936 | 5009390.4 | 6128326.4 | 183849792 | 1118936 | 206572.8 | 4802817.6 | FALSE | TRUE | 183.8498
lng_canada_phase_2 | LNG Canada Terminal | Phase 2 (T3-T4) | advanced_proposed | proposed | overseas export | export | proposed | measurement_high | gas_turbine | 6 | 14 | 27 | Asset Register:authorised_export_end_year=2056 (hard stop; cuts 13y from Asset Register:authorised_export_term_years) | 2030 | FALSE | FALSE | 17.88 | 0.66222 | parameters:year_1/year_2/steady_state_utilisation (default ramp); fid_delay_mid=5y inside lifespan | 9271111.1111 | 0.26 | 0.1 | 0.29 | 0.12 | 0.04 | 2.75 | 2410488.8889 | 927111.1111 | 2688622.2222 | 1112533.3333 | 370844.4444 | 25495555.5556 | CAN | CAN | CAN | BUNK | FOR | FOR | 6026222.2222 | 26978933.3333 | 33005155.5556 | 891139200 | 6026222.2222 | 1112533.3333 | 25866400 | FALSE | TRUE | 891.1392
ksi_lisims_lng | Ksi Lisims FLNG Terminal |  | advanced_proposed | proposed | overseas export | export | proposed | measurement_high | gas_turbine | 6 | 12 | 35 | Asset Register:authorised_export_end_year=2063 (hard stop; cuts 5y from Asset Register:authorised_export_term_years) | 2029 | FALSE | FALSE | 24.592 | 0.70263 | parameters:year_1/year_2/steady_state_utilisation (default ramp); fid_delay_mid=5y inside lifespan | 8431542.8571 | 0.26 | 0.1 | 0.29 | 0.12 | 0.04 | 2.75 | 2192201.1429 | 843154.2857 | 2445147.4286 | 1011785.1429 | 337261.7143 | 23186742.8571 | CAN | CAN | CAN | BUNK | FOR | FOR | 5480502.8571 | 24535789.7143 | 30016292.5714 | 1050570240 | 5480502.8571 | 1011785.1429 | 23524004.5714 | FALSE | TRUE | 1050.5702
tilbury_phase_2 | Tilbury Island LNG Terminal | Phase 2 Expansion | advanced_proposed | proposed | mixed: domestic system resilience and marine bunkering | bunkering | proposed | measurement_high | gas_turbine | 4 | 2.5 | 25 | Asset Register:authorised_export_term_years |  | FALSE | FALSE | 16.202 | 0.64808 | parameters:year_1/year_2/steady_state_utilisation (default ramp); fid_delay_mid=5y inside lifespan | 1620200 | 0.26 | 0.1 | 0.29 |  |  | 2.75 | 421252 | 162020 | 469858 |  |  | 4455550 | CAN | CAN | CAN |  |  | BUNK | 1053130 | 4455550 | 5508680 | 137717000 | 1053130 | 4455550 | 0 | FALSE | FALSE
tilbury_phase_1b | Tilbury Island LNG Terminal | Phase 1b Expansion | advanced_proposed | proposed | marine bunkering | bunkering | proposed | measurement_high | gas_turbine | 4 | 0.65 | 40 | Parameters:lifecycle_years_default | 2028 | FALSE | FALSE | 28.787 | 0.71967 | parameters:year_1/year_2/steady_state_utilisation (default ramp); fid_delay_mid=5y inside lifespan | 467788.75 | 0.26 | 0.1 | 0.29 |  |  | 2.75 | 121625.075 | 46778.875 | 135658.7375 |  |  | 1286419.0625 | CAN | CAN | CAN |  |  | BUNK | 304062.6875 | 1286419.0625 | 1590481.75 | 63619270 | 304062.6875 | 1286419.0625 | 0 | FALSE | FALSE
marinvest_baie_comeau | Kino Aski LNG (formerly Marinvest Energy, Baie-Comeau) |  | early_proposed | proposed | overseas export | export | proposed | measurement_high | gas_turbine | 6 | 15 | 40 | Parameters:lifecycle_years_default |  | FALSE | FALSE | 28.787 | 0.71967 | parameters:year_1/year_2/steady_state_utilisation (default ramp); fid_delay_mid=5y inside lifespan | 10795125 | 0.26 | 0.1 | 0.29 | 0.12 | 0.04 | 2.75 | 2806732.5 | 1079512.5 | 3130586.25 | 1295415 | 431805 | 29686593.75 | CAN | CAN | CAN | BUNK | FOR | FOR | 7016831.25 | 31413813.75 | 38430645 | 1537225800 | 7016831.25 | 1295415 | 30118398.75 | FALSE | TRUE | 1537.2258
summit_lake_pg_lng | Summit Lake PG LNG |  | early_proposed | proposed | overseas export | export | proposed | measurement_high | gas_turbine | 6 | 2.7 | 30 | Asset Register:project_life_years |  | FALSE | FALSE | 20.397 | 0.6799 | parameters:year_1/year_2/steady_state_utilisation (default ramp); fid_delay_mid=5y inside lifespan | 1835730 | 0.26 | 0.1 | 0.29 | 0.12 | 0.04 | 2.75 | 477289.8 | 183573 | 532361.7 | 220287.6 | 73429.2 | 5048257.5 | CAN | CAN | CAN | BUNK | FOR | FOR | 1193224.5 | 5341974.3 | 6535198.8 | 196055964 | 1193224.5 | 220287.6 | 5121686.7 | FALSE | TRUE | 196.056
fermeuse_energy_flng | Fermeuse Energy FLNG Terminal |  | early_proposed | proposed | overseas export | export | proposed | measurement_high | gas_turbine | 6 | 5 | 40 | Parameters:lifecycle_years_default |  | FALSE | FALSE | 28.787 | 0.71967 | parameters:year_1/year_2/steady_state_utilisation (default ramp); fid_delay_mid=5y inside lifespan | 3598375 | 0.26 | 0.1 | 0.29 | 0.12 | 0.04 | 2.75 | 935577.5 | 359837.5 | 1043528.75 | 431805 | 143935 | 9895531.25 | CAN | CAN | CAN | BUNK | FOR | FOR | 2338943.75 | 10471271.25 | 12810215 | 512408600 | 2338943.75 | 431805 | 10039466.25 | FALSE | TRUE | 512.4086
saint_john_import_facility | Saint John LNG Terminal | Import Facility | watch | operating | import (regasification) | import | operating | measurement_high |  | 2 | 7.5 | 40 | Parameters:lifecycle_years_default | 2009 | FALSE | TRUE | 1 | 0.025 | parameter:saint_john_utilisation (flat) | 187500 |  |  |  |  | 0.04 | 2.75 |  |  |  |  | 7500 | 515625 |  |  |  |  | CAN | CAN | 0 | 523125 | 523125 | 20925000 | 523125 | 0 | 0 | FALSE | FALSE
discovery_t1t4 | Discovery LNG Terminal | T1-T4 | early_proposed | proposed | overseas export | export | proposed | measurement_high | gas_turbine | 6 | 20 | 40 | Parameters:lifecycle_years_default |  | FALSE | FALSE | 28.787 | 0.71967 | parameters:year_1/year_2/steady_state_utilisation (default ramp); fid_delay_mid=5y inside lifespan | 14393500 | 0.26 | 0.1 | 0.29 | 0.12 | 0.04 | 2.75 | 3742310 | 1439350 | 4174115 | 1727220 | 575740 | 39582125 | CAN | CAN | CAN | BUNK | FOR | FOR | 9355775 | 41885085 | 51240860 | 2049634400 | 9355775 | 1727220 | 40157865 | FALSE | TRUE | 2049.6344
kanata_lng | Kanata LNG |  | early_proposed | proposed | overseas export | export | proposed | measurement_high | gas_turbine | 6 | 12 | 40 | Parameters:lifecycle_years_default |  | FALSE | FALSE | 28.787 | 0.71967 | parameters:year_1/year_2/steady_state_utilisation (default ramp); fid_delay_mid=5y inside lifespan | 8636100 | 0.26 | 0.1 | 0.29 | 0.12 | 0.04 | 2.75 | 2245386 | 863610 | 2504469 | 1036332 | 345444 | 23749275 | CAN | CAN | CAN | BUNK | FOR | FOR | 5613465 | 25131051 | 30744516 | 1229780640 | 5613465 | 1036332 | 24094719 | FALSE | TRUE | 1229.7806
lng_canada_phase_1 | LNG Canada Terminal | Phase 1 (T1-T2) | operating | operating | overseas export | export | operating | near_term_methane_gwp20 | gas_turbine | 6 | 14 | 32 | Asset Register:authorised_export_end_year=2056 (hard stop; cuts 8y from Asset Register:authorised_export_term_years) | 2025 | FALSE | TRUE | 26.35 | 0.82344 | parameters:lng_canada_ph1_year_1/year_2/steady_state_utilisation | 11528125 | 0.33 | 0.1 | 0.29 | 0.12 | 0.04 | 2.75 | 3804281.25 | 1152812.5 | 3343156.25 | 1383375 | 461125 | 31702343.75 | CAN | CAN | CAN | BUNK | FOR | FOR | 8300250 | 33546843.75 | 41847093.75 | 1339107000 | 8300250 | 1383375 | 32163468.75 | FALSE | TRUE | 1339.107
tilbury_phase_1a | Tilbury Island LNG Terminal | Phase 1a Expansion | operating | operating | marine bunkering, with some containerised export | bunkering | operating | near_term_methane_gwp20 | gas_turbine | 4 | 0.25 | 40 | Parameters:lifecycle_years_default | 2018 | FALSE | TRUE | 32.982 | 0.82455 | parameters:year_1/year_2/steady_state_utilisation (default ramp) | 206137.5 | 0.33 | 0.1 | 0.29 |  |  | 2.75 | 68025.375 | 20613.75 | 59779.875 |  |  | 566878.125 | CAN | CAN | CAN |  |  | BUNK | 148419 | 566878.125 | 715297.125 | 28611885 | 148419 | 566878.125 | 0 | FALSE | FALSE
energir_montreal_lng | Energir LNG Facility (Montreal) |  | operating | operating | domestic peak-shaving | domestic | operating | near_term_methane_gwp20 | not_published | 5 | 0.21 | 40 | Parameters:lifecycle_years_default | 1976 | TRUE | TRUE | 0.839 | 0.839 | legacy: first_export_year+lifespan before current year; steady-state util=0.839 for current annual only | 176190 | 0.33 | 0.1 | 0.29 |  | 0.04 | 2.75 | 58142.7 | 17619 | 51095.1 |  | 7047.6 | 484522.5 | CAN | CAN | CAN |  | CAN | CAN | 126856.8 | 491570.1 | 618426.9 |  | 618426.9 | 0 | 0 | FALSE | FALSE
mt_hayes_lng | Mt. Hayes LNG Facility |  | operating | operating | domestic peak-shaving | domestic | operating | near_term_methane_gwp20 | not_published | 5 | 0.06 | 40 | Parameters:lifecycle_years_default | 2011 | FALSE | TRUE | 32.982 | 0.82455 | parameters:year_1/year_2/steady_state_utilisation (default ramp) | 49473 | 0.33 | 0.1 | 0.29 |  | 0.04 | 2.75 | 16326.09 | 4947.3 | 14347.17 |  | 1978.92 | 136050.75 | CAN | CAN | CAN |  | CAN | CAN | 35620.56 | 138029.67 | 173650.23 | 6946009.2 | 173650.23 | 0 | 0 | FALSE | FALSE
tilbury_original | Tilbury Island LNG Terminal | Original Facility | operating | operating | domestic peak-shaving | domestic | operating | near_term_methane_gwp20 | not_published | 5 | 0.03 | 40 | Parameters:lifecycle_years_default | 1971 | TRUE | TRUE | 0.839 | 0.839 | legacy: first_export_year+lifespan before current year; steady-state util=0.839 for current annual only | 25170 | 0.33 | 0.1 | 0.29 |  | 0.04 | 2.75 | 8306.1 | 2517 | 7299.3 |  | 1006.8 | 69217.5 | CAN | CAN | CAN |  | CAN | CAN | 18122.4 | 70224.3 | 88346.7 |  | 88346.7 | 0 | 0 | FALSE | FALSE
tamaska_fort_nelson_lng | Tamaska LNG Facility (Fort Nelson) |  | operating | operating | domestic off-grid supply | domestic | operating | near_term_methane_gwp20 | not_published | 5 | 0.016 | 40 | Parameters:lifecycle_years_default | 2021 | FALSE | TRUE | 32.982 | 0.82455 | parameters:year_1/year_2/steady_state_utilisation (default ramp) | 13192.8 | 0.33 | 0.1 | 0.29 |  | 0.04 | 2.75 | 4353.624 | 1319.28 | 3825.912 |  | 527.712 | 36280.2 | CAN | CAN | CAN |  | CAN | CAN | 9498.816 | 36807.912 | 46306.728 | 1852269.12 | 46306.728 | 0 | 0 | FALSE | FALSE
port_of_hamilton_lng | Port of Hamilton LNG Terminal |  | operating | operating | import (regasification) | import | operating | near_term_methane_gwp20 | not_published | 2 |  |  |  |  | FALSE | [30 empty] | TRUE | FALSE
cedar_lng | Cedar FLNG Terminal |  | under_construction | under_construction | overseas export | export | under_construction | near_term_methane_gwp20 | gas_turbine | 6 | 3.3 | 39 | Asset Register:authorised_export_end_year=2066 (hard stop; cuts 1y from Asset Register:authorised_export_term_years) | 2028 | FALSE | TRUE | 32.143 | 0.82418 | parameters:year_1/year_2/steady_state_utilisation (default ramp) | 2719792.3077 | 0.33 | 0.1 | 0.29 | 0.12 | 0.04 | 2.75 | 897531.4615 | 271979.2308 | 788739.7692 | 326375.0769 | 108791.6923 | 7479428.8462 | CAN | CAN | CAN | BUNK | FOR | FOR | 1958250.4615 | 7914595.6154 | 9872846.0769 | 385040997 | 1958250.4615 | 326375.0769 | 7588220.5385 | FALSE | TRUE | 385.041
woodfibre_lng | Woodfibre LNG Terminal |  | under_construction | under_construction | overseas export | export | under_construction | near_term_methane_gwp20 | gas_turbine | 6 | 2.1 | 30 | Asset Register:authorised_export_end_year=2057 (hard stop; cuts 10y from Asset Register:authorised_export_term_years) | 2028 | FALSE | TRUE | 24.592 | 0.81973 | parameters:year_1/year_2/steady_state_utilisation (default ramp) | 1721440 | 0.33 | 0.1 | 0.29 | 0.12 | 0.04 | 2.75 | 568075.2 | 172144 | 499217.6 | 206572.8 | 68857.6 | 4733960 | CAN | CAN | CAN | BUNK | FOR | FOR | 1239436.8 | 5009390.4 | 6248827.2 | 187464816 | 1239436.8 | 206572.8 | 4802817.6 | FALSE | TRUE | 187.4648
lng_canada_phase_2 | LNG Canada Terminal | Phase 2 (T3-T4) | advanced_proposed | proposed | overseas export | export | proposed | near_term_methane_gwp20 | gas_turbine | 6 | 14 | 27 | Asset Register:authorised_export_end_year=2056 (hard stop; cuts 13y from Asset Register:authorised_export_term_years) | 2030 | FALSE | FALSE | 17.88 | 0.66222 | parameters:year_1/year_2/steady_state_utilisation (default ramp); fid_delay_mid=5y inside lifespan | 9271111.1111 | 0.33 | 0.1 | 0.29 | 0.12 | 0.04 | 2.75 | 3059466.6667 | 927111.1111 | 2688622.2222 | 1112533.3333 | 370844.4444 | 25495555.5556 | CAN | CAN | CAN | BUNK | FOR | FOR | 6675200 | 26978933.3333 | 33654133.3333 | 908661600 | 6675200 | 1112533.3333 | 25866400 | FALSE | TRUE | 908.6616
ksi_lisims_lng | Ksi Lisims FLNG Terminal |  | advanced_proposed | proposed | overseas export | export | proposed | near_term_methane_gwp20 | gas_turbine | 6 | 12 | 35 | Asset Register:authorised_export_end_year=2063 (hard stop; cuts 5y from Asset Register:authorised_export_term_years) | 2029 | FALSE | FALSE | 24.592 | 0.70263 | parameters:year_1/year_2/steady_state_utilisation (default ramp); fid_delay_mid=5y inside lifespan | 8431542.8571 | 0.33 | 0.1 | 0.29 | 0.12 | 0.04 | 2.75 | 2782409.1429 | 843154.2857 | 2445147.4286 | 1011785.1429 | 337261.7143 | 23186742.8571 | CAN | CAN | CAN | BUNK | FOR | FOR | 6070710.8571 | 24535789.7143 | 30606500.5714 | 1071227520 | 6070710.8571 | 1011785.1429 | 23524004.5714 | FALSE | TRUE | 1071.2275
tilbury_phase_2 | Tilbury Island LNG Terminal | Phase 2 Expansion | advanced_proposed | proposed | mixed: domestic system resilience and marine bunkering | bunkering | proposed | near_term_methane_gwp20 | gas_turbine | 4 | 2.5 | 25 | Asset Register:authorised_export_term_years |  | FALSE | FALSE | 16.202 | 0.64808 | parameters:year_1/year_2/steady_state_utilisation (default ramp); fid_delay_mid=5y inside lifespan | 1620200 | 0.33 | 0.1 | 0.29 |  |  | 2.75 | 534666 | 162020 | 469858 |  |  | 4455550 | CAN | CAN | CAN |  |  | BUNK | 1166544 | 4455550 | 5622094 | 140552350 | 1166544 | 4455550 | 0 | FALSE | FALSE
tilbury_phase_1b | Tilbury Island LNG Terminal | Phase 1b Expansion | advanced_proposed | proposed | marine bunkering | bunkering | proposed | near_term_methane_gwp20 | gas_turbine | 4 | 0.65 | 40 | Parameters:lifecycle_years_default | 2028 | FALSE | FALSE | 28.787 | 0.71967 | parameters:year_1/year_2/steady_state_utilisation (default ramp); fid_delay_mid=5y inside lifespan | 467788.75 | 0.33 | 0.1 | 0.29 |  |  | 2.75 | 154370.2875 | 46778.875 | 135658.7375 |  |  | 1286419.0625 | CAN | CAN | CAN |  |  | BUNK | 336807.9 | 1286419.0625 | 1623226.9625 | 64929078.5 | 336807.9 | 1286419.0625 | 0 | FALSE | FALSE
marinvest_baie_comeau | Kino Aski LNG (formerly Marinvest Energy, Baie-Comeau) |  | early_proposed | proposed | overseas export | export | proposed | near_term_methane_gwp20 | gas_turbine | 6 | 15 | 40 | Parameters:lifecycle_years_default |  | FALSE | FALSE | 28.787 | 0.71967 | parameters:year_1/year_2/steady_state_utilisation (default ramp); fid_delay_mid=5y inside lifespan | 10795125 | 0.33 | 0.1 | 0.29 | 0.12 | 0.04 | 2.75 | 3562391.25 | 1079512.5 | 3130586.25 | 1295415 | 431805 | 29686593.75 | CAN | CAN | CAN | BUNK | FOR | FOR | 7772490 | 31413813.75 | 39186303.75 | 1567452150 | 7772490 | 1295415 | 30118398.75 | FALSE | TRUE | 1567.4522
summit_lake_pg_lng | Summit Lake PG LNG |  | early_proposed | proposed | overseas export | export | proposed | near_term_methane_gwp20 | gas_turbine | 6 | 2.7 | 30 | Asset Register:project_life_years |  | FALSE | FALSE | 20.397 | 0.6799 | parameters:year_1/year_2/steady_state_utilisation (default ramp); fid_delay_mid=5y inside lifespan | 1835730 | 0.33 | 0.1 | 0.29 | 0.12 | 0.04 | 2.75 | 605790.9 | 183573 | 532361.7 | 220287.6 | 73429.2 | 5048257.5 | CAN | CAN | CAN | BUNK | FOR | FOR | 1321725.6 | 5341974.3 | 6663699.9 | 199910997 | 1321725.6 | 220287.6 | 5121686.7 | FALSE | TRUE | 199.911
fermeuse_energy_flng | Fermeuse Energy FLNG Terminal |  | early_proposed | proposed | overseas export | export | proposed | near_term_methane_gwp20 | gas_turbine | 6 | 5 | 40 | Parameters:lifecycle_years_default |  | FALSE | FALSE | 28.787 | 0.71967 | parameters:year_1/year_2/steady_state_utilisation (default ramp); fid_delay_mid=5y inside lifespan | 3598375 | 0.33 | 0.1 | 0.29 | 0.12 | 0.04 | 2.75 | 1187463.75 | 359837.5 | 1043528.75 | 431805 | 143935 | 9895531.25 | CAN | CAN | CAN | BUNK | FOR | FOR | 2590830 | 10471271.25 | 13062101.25 | 522484050 | 2590830 | 431805 | 10039466.25 | FALSE | TRUE | 522.4841
saint_john_import_facility | Saint John LNG Terminal | Import Facility | watch | operating | import (regasification) | import | operating | near_term_methane_gwp20 |  | 2 | 7.5 | 40 | Parameters:lifecycle_years_default | 2009 | FALSE | TRUE | 1 | 0.025 | parameter:saint_john_utilisation (flat) | 187500 |  |  |  |  | 0.04 | 2.75 |  |  |  |  | 7500 | 515625 |  |  |  |  | CAN | CAN | 0 | 523125 | 523125 | 20925000 | 523125 | 0 | 0 | FALSE | FALSE
discovery_t1t4 | Discovery LNG Terminal | T1-T4 | early_proposed | proposed | overseas export | export | proposed | near_term_methane_gwp20 | gas_turbine | 6 | 20 | 40 | Parameters:lifecycle_years_default |  | FALSE | FALSE | 28.787 | 0.71967 | parameters:year_1/year_2/steady_state_utilisation (default ramp); fid_delay_mid=5y inside lifespan | 14393500 | 0.33 | 0.1 | 0.29 | 0.12 | 0.04 | 2.75 | 4749855 | 1439350 | 4174115 | 1727220 | 575740 | 39582125 | CAN | CAN | CAN | BUNK | FOR | FOR | 10363320 | 41885085 | 52248405 | 2089936200 | 10363320 | 1727220 | 40157865 | FALSE | TRUE | 2089.9362
kanata_lng | Kanata LNG |  | early_proposed | proposed | overseas export | export | proposed | near_term_methane_gwp20 | gas_turbine | 6 | 12 | 40 | Parameters:lifecycle_years_default |  | FALSE | FALSE | 28.787 | 0.71967 | parameters:year_1/year_2/steady_state_utilisation (default ramp); fid_delay_mid=5y inside lifespan | 8636100 | 0.33 | 0.1 | 0.29 | 0.12 | 0.04 | 2.75 | 2849913 | 863610 | 2504469 | 1036332 | 345444 | 23749275 | CAN | CAN | CAN | BUNK | FOR | FOR | 6217992 | 25131051 | 31349043 | 1253961720 | 6217992 | 1036332 | 24094719 | FALSE | TRUE | 1253.9617
lng_canada_phase_1 | LNG Canada Terminal | Phase 1 (T1-T2) | operating | operating | overseas export | export | operating | howarth_high | gas_turbine | 6 | 14 | 32 | Asset Register:authorised_export_end_year=2056 (hard stop; cuts 8y from Asset Register:authorised_export_term_years) | 2025 | FALSE | TRUE | 26.35 | 0.82344 | parameters:lng_canada_ph1_year_1/year_2/steady_state_utilisation | 11528125 | 0.55 | 0.1 | 0.29 | 0.12 | 0.04 | 2.75 | 6340468.75 | 1152812.5 | 3343156.25 | 1383375 | 461125 | 31702343.75 | CAN | CAN | CAN | BUNK | FOR | FOR | 10836437.5 | 33546843.75 | 44383281.25 | 1420265000 | 10836437.5 | 1383375 | 32163468.75 | FALSE | TRUE | 1420.265
tilbury_phase_1a | Tilbury Island LNG Terminal | Phase 1a Expansion | operating | operating | marine bunkering, with some containerised export | bunkering | operating | howarth_high | gas_turbine | 4 | 0.25 | 40 | Parameters:lifecycle_years_default | 2018 | FALSE | TRUE | 32.982 | 0.82455 | parameters:year_1/year_2/steady_state_utilisation (default ramp) | 206137.5 | 0.55 | 0.1 | 0.29 |  |  | 2.75 | 113375.625 | 20613.75 | 59779.875 |  |  | 566878.125 | CAN | CAN | CAN |  |  | BUNK | 193769.25 | 566878.125 | 760647.375 | 30425895 | 193769.25 | 566878.125 | 0 | FALSE | FALSE
energir_montreal_lng | Energir LNG Facility (Montreal) |  | operating | operating | domestic peak-shaving | domestic | operating | howarth_high | not_published | 5 | 0.21 | 40 | Parameters:lifecycle_years_default | 1976 | TRUE | TRUE | 0.839 | 0.839 | legacy: first_export_year+lifespan before current year; steady-state util=0.839 for current annual only | 176190 | 0.55 | 0.1 | 0.29 |  | 0.04 | 2.75 | 96904.5 | 17619 | 51095.1 |  | 7047.6 | 484522.5 | CAN | CAN | CAN |  | CAN | CAN | 165618.6 | 491570.1 | 657188.7 |  | 657188.7 | 0 | 0 | FALSE | FALSE
mt_hayes_lng | Mt. Hayes LNG Facility |  | operating | operating | domestic peak-shaving | domestic | operating | howarth_high | not_published | 5 | 0.06 | 40 | Parameters:lifecycle_years_default | 2011 | FALSE | TRUE | 32.982 | 0.82455 | parameters:year_1/year_2/steady_state_utilisation (default ramp) | 49473 | 0.55 | 0.1 | 0.29 |  | 0.04 | 2.75 | 27210.15 | 4947.3 | 14347.17 |  | 1978.92 | 136050.75 | CAN | CAN | CAN |  | CAN | CAN | 46504.62 | 138029.67 | 184534.29 | 7381371.6 | 184534.29 | 0 | 0 | FALSE | FALSE
tilbury_original | Tilbury Island LNG Terminal | Original Facility | operating | operating | domestic peak-shaving | domestic | operating | howarth_high | not_published | 5 | 0.03 | 40 | Parameters:lifecycle_years_default | 1971 | TRUE | TRUE | 0.839 | 0.839 | legacy: first_export_year+lifespan before current year; steady-state util=0.839 for current annual only | 25170 | 0.55 | 0.1 | 0.29 |  | 0.04 | 2.75 | 13843.5 | 2517 | 7299.3 |  | 1006.8 | 69217.5 | CAN | CAN | CAN |  | CAN | CAN | 23659.8 | 70224.3 | 93884.1 |  | 93884.1 | 0 | 0 | FALSE | FALSE
tamaska_fort_nelson_lng | Tamaska LNG Facility (Fort Nelson) |  | operating | operating | domestic off-grid supply | domestic | operating | howarth_high | not_published | 5 | 0.016 | 40 | Parameters:lifecycle_years_default | 2021 | FALSE | TRUE | 32.982 | 0.82455 | parameters:year_1/year_2/steady_state_utilisation (default ramp) | 13192.8 | 0.55 | 0.1 | 0.29 |  | 0.04 | 2.75 | 7256.04 | 1319.28 | 3825.912 |  | 527.712 | 36280.2 | CAN | CAN | CAN |  | CAN | CAN | 12401.232 | 36807.912 | 49209.144 | 1968365.76 | 49209.144 | 0 | 0 | FALSE | FALSE
port_of_hamilton_lng | Port of Hamilton LNG Terminal |  | operating | operating | import (regasification) | import | operating | howarth_high | not_published | 2 |  |  |  |  | FALSE | [30 empty] | TRUE | FALSE
cedar_lng | Cedar FLNG Terminal |  | under_construction | under_construction | overseas export | export | under_construction | howarth_high | gas_turbine | 6 | 3.3 | 39 | Asset Register:authorised_export_end_year=2066 (hard stop; cuts 1y from Asset Register:authorised_export_term_years) | 2028 | FALSE | TRUE | 32.143 | 0.82418 | parameters:year_1/year_2/steady_state_utilisation (default ramp) | 2719792.3077 | 0.55 | 0.1 | 0.29 | 0.12 | 0.04 | 2.75 | 1495885.7692 | 271979.2308 | 788739.7692 | 326375.0769 | 108791.6923 | 7479428.8462 | CAN | CAN | CAN | BUNK | FOR | FOR | 2556604.7692 | 7914595.6154 | 10471200.3846 | 408376815 | 2556604.7692 | 326375.0769 | 7588220.5385 | FALSE | TRUE | 408.3768
woodfibre_lng | Woodfibre LNG Terminal |  | under_construction | under_construction | overseas export | export | under_construction | howarth_high | gas_turbine | 6 | 2.1 | 30 | Asset Register:authorised_export_end_year=2057 (hard stop; cuts 10y from Asset Register:authorised_export_term_years) | 2028 | FALSE | TRUE | 24.592 | 0.81973 | parameters:year_1/year_2/steady_state_utilisation (default ramp) | 1721440 | 0.55 | 0.1 | 0.29 | 0.12 | 0.04 | 2.75 | 946792 | 172144 | 499217.6 | 206572.8 | 68857.6 | 4733960 | CAN | CAN | CAN | BUNK | FOR | FOR | 1618153.6 | 5009390.4 | 6627544 | 198826320 | 1618153.6 | 206572.8 | 4802817.6 | FALSE | TRUE | 198.8263
lng_canada_phase_2 | LNG Canada Terminal | Phase 2 (T3-T4) | advanced_proposed | proposed | overseas export | export | proposed | howarth_high | gas_turbine | 6 | 14 | 27 | Asset Register:authorised_export_end_year=2056 (hard stop; cuts 13y from Asset Register:authorised_export_term_years) | 2030 | FALSE | FALSE | 17.88 | 0.66222 | parameters:year_1/year_2/steady_state_utilisation (default ramp); fid_delay_mid=5y inside lifespan | 9271111.1111 | 0.55 | 0.1 | 0.29 | 0.12 | 0.04 | 2.75 | 5099111.1111 | 927111.1111 | 2688622.2222 | 1112533.3333 | 370844.4444 | 25495555.5556 | CAN | CAN | CAN | BUNK | FOR | FOR | 8714844.4444 | 26978933.3333 | 35693777.7778 | 963732000 | 8714844.4444 | 1112533.3333 | 25866400 | FALSE | TRUE | 963.732
ksi_lisims_lng | Ksi Lisims FLNG Terminal |  | advanced_proposed | proposed | overseas export | export | proposed | howarth_high | gas_turbine | 6 | 12 | 35 | Asset Register:authorised_export_end_year=2063 (hard stop; cuts 5y from Asset Register:authorised_export_term_years) | 2029 | FALSE | FALSE | 24.592 | 0.70263 | parameters:year_1/year_2/steady_state_utilisation (default ramp); fid_delay_mid=5y inside lifespan | 8431542.8571 | 0.55 | 0.1 | 0.29 | 0.12 | 0.04 | 2.75 | 4637348.5714 | 843154.2857 | 2445147.4286 | 1011785.1429 | 337261.7143 | 23186742.8571 | CAN | CAN | CAN | BUNK | FOR | FOR | 7925650.2857 | 24535789.7143 | 32461440 | 1136150400 | 7925650.2857 | 1011785.1429 | 23524004.5714 | FALSE | TRUE | 1136.1504
tilbury_phase_2 | Tilbury Island LNG Terminal | Phase 2 Expansion | advanced_proposed | proposed | mixed: domestic system resilience and marine bunkering | bunkering | proposed | howarth_high | gas_turbine | 4 | 2.5 | 25 | Asset Register:authorised_export_term_years |  | FALSE | FALSE | 16.202 | 0.64808 | parameters:year_1/year_2/steady_state_utilisation (default ramp); fid_delay_mid=5y inside lifespan | 1620200 | 0.55 | 0.1 | 0.29 |  |  | 2.75 | 891110 | 162020 | 469858 |  |  | 4455550 | CAN | CAN | CAN |  |  | BUNK | 1522988 | 4455550 | 5978538 | 149463450 | 1522988 | 4455550 | 0 | FALSE | FALSE
tilbury_phase_1b | Tilbury Island LNG Terminal | Phase 1b Expansion | advanced_proposed | proposed | marine bunkering | bunkering | proposed | howarth_high | gas_turbine | 4 | 0.65 | 40 | Parameters:lifecycle_years_default | 2028 | FALSE | FALSE | 28.787 | 0.71967 | parameters:year_1/year_2/steady_state_utilisation (default ramp); fid_delay_mid=5y inside lifespan | 467788.75 | 0.55 | 0.1 | 0.29 |  |  | 2.75 | 257283.8125 | 46778.875 | 135658.7375 |  |  | 1286419.0625 | CAN | CAN | CAN |  |  | BUNK | 439721.425 | 1286419.0625 | 1726140.4875 | 69045619.5 | 439721.425 | 1286419.0625 | 0 | FALSE | FALSE
marinvest_baie_comeau | Kino Aski LNG (formerly Marinvest Energy, Baie-Comeau) |  | early_proposed | proposed | overseas export | export | proposed | howarth_high | gas_turbine | 6 | 15 | 40 | Parameters:lifecycle_years_default |  | FALSE | FALSE | 28.787 | 0.71967 | parameters:year_1/year_2/steady_state_utilisation (default ramp); fid_delay_mid=5y inside lifespan | 10795125 | 0.55 | 0.1 | 0.29 | 0.12 | 0.04 | 2.75 | 5937318.75 | 1079512.5 | 3130586.25 | 1295415 | 431805 | 29686593.75 | CAN | CAN | CAN | BUNK | FOR | FOR | 10147417.5 | 31413813.75 | 41561231.25 | 1662449250 | 10147417.5 | 1295415 | 30118398.75 | FALSE | TRUE | 1662.4492
summit_lake_pg_lng | Summit Lake PG LNG |  | early_proposed | proposed | overseas export | export | proposed | howarth_high | gas_turbine | 6 | 2.7 | 30 | Asset Register:project_life_years |  | FALSE | FALSE | 20.397 | 0.6799 | parameters:year_1/year_2/steady_state_utilisation (default ramp); fid_delay_mid=5y inside lifespan | 1835730 | 0.55 | 0.1 | 0.29 | 0.12 | 0.04 | 2.75 | 1009651.5 | 183573 | 532361.7 | 220287.6 | 73429.2 | 5048257.5 | CAN | CAN | CAN | BUNK | FOR | FOR | 1725586.2 | 5341974.3 | 7067560.5 | 212026815 | 1725586.2 | 220287.6 | 5121686.7 | FALSE | TRUE | 212.0268
fermeuse_energy_flng | Fermeuse Energy FLNG Terminal |  | early_proposed | proposed | overseas export | export | proposed | howarth_high | gas_turbine | 6 | 5 | 40 | Parameters:lifecycle_years_default |  | FALSE | FALSE | 28.787 | 0.71967 | parameters:year_1/year_2/steady_state_utilisation (default ramp); fid_delay_mid=5y inside lifespan | 3598375 | 0.55 | 0.1 | 0.29 | 0.12 | 0.04 | 2.75 | 1979106.25 | 359837.5 | 1043528.75 | 431805 | 143935 | 9895531.25 | CAN | CAN | CAN | BUNK | FOR | FOR | 3382472.5 | 10471271.25 | 13853743.75 | 554149750 | 3382472.5 | 431805 | 10039466.25 | FALSE | TRUE | 554.1498
saint_john_import_facility | Saint John LNG Terminal | Import Facility | watch | operating | import (regasification) | import | operating | howarth_high |  | 2 | 7.5 | 40 | Parameters:lifecycle_years_default | 2009 | FALSE | TRUE | 1 | 0.025 | parameter:saint_john_utilisation (flat) | 187500 |  |  |  |  | 0.04 | 2.75 |  |  |  |  | 7500 | 515625 |  |  |  |  | CAN | CAN | 0 | 523125 | 523125 | 20925000 | 523125 | 0 | 0 | FALSE | FALSE
discovery_t1t4 | Discovery LNG Terminal | T1-T4 | early_proposed | proposed | overseas export | export | proposed | howarth_high | gas_turbine | 6 | 20 | 40 | Parameters:lifecycle_years_default |  | FALSE | FALSE | 28.787 | 0.71967 | parameters:year_1/year_2/steady_state_utilisation (default ramp); fid_delay_mid=5y inside lifespan | 14393500 | 0.55 | 0.1 | 0.29 | 0.12 | 0.04 | 2.75 | 7916425 | 1439350 | 4174115 | 1727220 | 575740 | 39582125 | CAN | CAN | CAN | BUNK | FOR | FOR | 13529890 | 41885085 | 55414975 | 2216599000 | 13529890 | 1727220 | 40157865 | FALSE | TRUE | 2216.599
kanata_lng | Kanata LNG |  | early_proposed | proposed | overseas export | export | proposed | howarth_high | gas_turbine | 6 | 12 | 40 | Parameters:lifecycle_years_default |  | FALSE | FALSE | 28.787 | 0.71967 | parameters:year_1/year_2/steady_state_utilisation (default ramp); fid_delay_mid=5y inside lifespan | 8636100 | 0.55 | 0.1 | 0.29 | 0.12 | 0.04 | 2.75 | 4749855 | 863610 | 2504469 | 1036332 | 345444 | 23749275 | CAN | CAN | CAN | BUNK | FOR | FOR | 8117934 | 25131051 | 33248985 | 1329959400 | 8117934 | 1036332 | 24094719 | FALSE | TRUE | 1329.9594

## By Stage
scenario | coverage | stage | territorial_destination | projects_with_stage | annual_tco2e_yr | annual_mtco2e_yr | share_of_total
measurement_central | headline_all_calc_groups | upstream_production | CAN | 10 | 18232710.319 | 18.2327 | 0.070423
measurement_central | headline_all_calc_groups | pipeline_transport | CAN | 10 | 7293084.1276 | 7.2931 | 0.028169
measurement_central | headline_all_calc_groups | liquefaction | CAN | 10 | 21149943.97 | 21.1499 | 0.08169
measurement_central | headline_all_calc_groups | shipping | BUNK | 10 | 8751700.9531 | 8.7517 | 0.033803
measurement_central | headline_all_calc_groups | regasification | FOR | 10 | 2917233.651 | 2.9172 | 0.011268
measurement_central | headline_all_calc_groups | combustion | FOR | 10 | 200559813.5089 | 200.5598 | 0.77465

## Territorial
slice | key | annual_mtco2e_yr | share_of_slice_total | share_of_national_inventory | share_of_2030_target_low | share_of_2030_target_high | share_of_2030_overshoot_gap | canada_territorial_mtco2e_yr | international_bunkers_mtco2e_yr | foreign_territorial_mtco2e_yr
location_headline | CAN | 46.6757 | 0.18028 | 0.067256 | 0.11193 | 0.10258 | 0.23338
location_headline | BUNK | 8.7517 | 0.033803
location_headline | FOR | 203.477 | 0.78592
calc_group | operating | 40.9248 |  | 0.010631 | 0.017693 | 0.016215 | 0.03689 | 7.378 | 1.3834 | 32.1635
calc_group | under_construction | 15.7664 |  | 0.0040957 | 0.0068163 | 0.006247 | 0.014212 | 2.8424 | 0.53295 | 12.391
calc_group | proposed | 202.2133 |  | 0.052529 | 0.087423 | 0.080122 | 0.18228 | 36.4553 | 6.8354 | 158.9225

## Assumptions
item | kind | value | unit | source | sheet
liquefaction_gas_turbine | parameter | 0.29 | tCO2e per t LNG | Liquefaction intensity for gas turbine drive, implied by LNG Canada's environmental assessment of roughly 4 MtCO2e per year against 14 mtpa of capacity. | Parameters
liquefaction_electric | parameter | 0.12 | tCO2e per t LNG | Liquefaction intensity for electric drive. Pembina Institute electrified LNG scenario. Woodfibre claims 0.059 for its own facility. | Parameters
liquefaction_drive_default | parameter | gas_turbine | category | Fallback drive type where a facility does not publish one. Applies only to small domestic and bunkering plants totalling 1.22 mtpa, several predating 2000. The choice between gas turbine and electric moves the total by under 0.2 MtCO2e a year. | Parameters
upstream_ch4_share | parameter | 0.3 | fraction | Share of upstream oil and gas emissions that is methane rather than carbon dioxide. Required to apply the measurement correction and the GWP20 uplift to the methane portion only. Canada's 2023 National Inventory Report gives 20 per cent for the oil and gas sector nationally, but that includes oil sands, which are far more carbon dioxide intensive than gas production. British Columbia is gas-dominated, which raises the share, while its 51 per cent methane reduction by 2023 lowers it. | Parameters
upstream_measurement_correction | parameter | 1.5 | multiplier | Factor by which peer-reviewed measurement studies find Canadian inventories understate upstream oil and gas methane. Three independent studies agree: 6,650 site measurements across Canada, an Alberta measurement-based inventory, and a British Columbia aircraft survey giving 1.7. | Parameters
gwp100_ch4 | parameter | 29.8 | CO2e | IPCC AR6 Working Group I, 100 year GWP for fossil methane | Parameters
gwp20_ch4 | parameter | 82.5 | CO2e | IPCC AR6 Working Group I, 20 year GWP for fossil methane | Parameters
year_1_utilisation | parameter | 0.4 | fraction | Model assumption - no external source | Parameters
year_2_utilisation | parameter | 0.7 | fraction | Model assumption - no external source | Parameters
steady_state_utilisation | parameter | 0.839 | fraction | IGU World LNG Report 2026 - global average liquefaction utilisation 83.9% in 2025 | Parameters
ramp_years | parameter | 2 | years | Model assumption | Parameters
fid_delay_mid | parameter | 5 | years | Planning range, default | Parameters
lifecycle_years_default | parameter | 40 | years | Fallback only, used where a project has neither a CER export licence term nor a proponent-stated operating life. For the four main export projects the 40 years is NOT an assumption: it is the term of their actual CER export licences (GL-330, GL-340, GL-346, GL-349). | Parameters
mtpa_to_tonnes | parameter | 1000000 | t per mtpa | Unit conversion | Parameters
saint_john_utilisation | parameter | 0.025 | fraction | Actual throughput at the Saint John import terminal. Repsol's annual report records 8 TBtu regasified in 2023 and 10 TBtu in 2022, against 7.5 mtpa of nameplate capacity. Corroborated by the CER, which found the terminal at 4 per cent of send-out capacity in 2017, with cargo counts falling from 42 in 2011 to 5 in 2017. | Parameters
lng_canada_ph1_year_1_utilisation | parameter | 0.25 | fraction | Project-specific ramp for LNG Canada Phase 1, the only Canadian export terminal in operation. Informed by its actual startup: first cargo June 2025, Train 2 producing from November 2025. LNG Canada does not publish utilisation figures, so this is a judgement anchored on observed timing rather than a cited rate. | Parameters
lng_canada_ph1_year_2_utilisation | parameter | 0.6 | fraction | Second year of the LNG Canada Phase 1 ramp. Judgement, anchored on the observed startup sequence. | Parameters
lng_canada_ph1_steady_state_utilisation | parameter | 0.85 | fraction | Steady state for LNG Canada Phase 1, slightly above the 83.9 per cent global average. Judgement, not a published figure. | Parameters
canada_national_emissions | parameter | 694 | MtCO2e | Canada's total greenhouse gas emissions in 2023, excluding land use, from the National Inventory Report 2025. Note that targets are stated including land use accounting while this figure excludes it, so any comparison should state which basis it uses. | Parameters
canada_2030_target_low | parameter | 417 | MtCO2e | Lower bound of the 2030 target, 45 per cent below 2005. Legislated under the Canadian Net-Zero Emissions Accountability Act. | Parameters
canada_2030_target_high | parameter | 455 | MtCO2e | Upper bound of the 2030 target, 40 per cent below 2005. | Parameters
canada_2030_overshoot_gap | parameter | 200 | MtCO2e | Difference between projected 2030 emissions of about 646 MtCO2e and the legislated target range of 417 to 455. Expressing a figure as a share of this gap is harder to dismiss than expressing it as a share of an allowance that is not expected to be met. | Parameters
remaining_15c_budget | parameter | 170 | GtCO2 | Global Carbon Budget 2025 (Friedlingstein et al., Earth Syst. Sci. Data). Remaining budget from the start of 2026, 50% likelihood. 1.5C. | Parameters
remaining_17c_budget | parameter | 525 | GtCO2 | Global Carbon Budget 2025 (Friedlingstein et al., Earth Syst. Sci. Data). Remaining budget from the start of 2026, 50% likelihood. 1.7C. | Parameters
remaining_2c_budget | parameter | 1055 | GtCO2 | Global Carbon Budget 2025 (Friedlingstein et al., Earth Syst. Sci. Data). Remaining budget from the start of 2026, 50% likelihood. 2.0C. | Parameters
lng_export_licence_max_term | parameter | 50 | years | Maximum duration of an LNG export licence under the Canadian Energy Regulator Act, raised from 40 years by Bill C-15, Division 41 of Part 5, royal assent 26 March 2026. No 50 year licence has yet been issued: Cedar's licence, approved January 2026, is for 40 years. Precedent suggests holders will apply to extend, as they did when the ceiling rose from 25 to 40 in 2015. | Parameters
lng_energy_content | parameter | 52 | MMBtu per tonne | Energy content of LNG, used to convert reported throughput in energy units into tonnes. | Parameters
liquefaction_electrification_assumed | parameter | none | category | Model assumption - no external source | Parameters
assumed_first_export_year_if_missing | parameter | 2030 | year | Named model parameter: calendar start year filled when Asset Register first_export_year is blank. In-scope assets: tilbury_phase_2, marinvest_baie_comeau, summit_lake_pg_lng, fermeuse_energy_flng, discovery_t1t4, kanata_lng. With licence-end stops, every dated authorised end year is 2056-2066; the published panel tail is entirely this placeholder. | Parameters
monte_carlo_seed | parameter | 20260828 | integer | Seed for the decoupled physics Monte Carlo (numpy Generator). Recorded in the run manifest. | Parameters
monte_carlo_n_draws | parameter | 10000 | count | Number of physics draws. Price schedules are applied after, not rebuilt inside the loop. | Parameters
headline_scope_chains | parameter | export | comma-separated chains | Model assumption - no external source | Parameters
headline_scope_calc_groups | parameter | operating,under_construction,proposed | comma-separated calc_groups | Model assumption - no external source | Parameters
central_upstream_production | emission_factor | 0.25 | tCO2e per t LNG | Derived from Canadian data: CER reports BC oil and gas production, processing and transmission emissions of 14.6 MtCO2e (2022) against roughly 63 bcm/y of marketable gas. Net of pipeline transport that gives 0.22 tCO2e/t LNG on the official inventory. Peer-reviewed measurement studies find Canadian inventories understate upstream methane by 1.5 to 1.7 times, Applied to the methane portion only, at an assumed 30 per cent methane share, that gives a central value of 0.25. https://www.cer-rec.gc.ca/en/data-analysis/energy-markets/provincial-territorial-energy-profiles/provincial-territorial-energy-profiles-british-columbia.html | Emission Factors
central_pipeline_transport | emission_factor | 0.1 | tCO2e per t LNG | Literature band, independently validated. The BC Environmental Assessment Office assessed Coastal GasLink at 3.517 MtCO2e/yr at its full 5 Bcf/d design capacity. Scaled to the 2.1 Bcf/d serving LNG Canada Phase 1 that implies 1.48 MtCO2e/yr against our model's 1.47, a difference of 0.6 per cent. | Emission Factors
central_liquefaction | emission_factor | 0.29 | tCO2e per t LNG | Gas turbine drive, 0.29 tCO2e per tonne LNG, implied by LNG Canada's environmental assessment of roughly 4 MtCO2e per year against 14 mtpa of capacity. Applied to every terminal for its whole operating life. Electric drive is not assumed for any project. | Emission Factors
central_shipping | emission_factor | 0.12 | tCO2e per t LNG | Howarth (2024), independently validated from a different direction. The IMO's 2023 LNG carrier fleet average of 8.50 gCO2 per DWT per nautical mile, applied over a 7,600 nm round trip, converted to cargo tonnes and uplifted 44 per cent for measured methane slip, gives 0.110 against the literature's 0.120. | Emission Factors
central_regasification | emission_factor | 0.04 | tCO2e per t LNG | RMI Oil Climate Index benchmarks. Occurs overseas, so no Canadian source applies. | Emission Factors
central_combustion | emission_factor | 2.75 | tCO2e per t LNG | IPCC default combustion factor for natural gas. Determined by the carbon content of the fuel, so not location specific and not contestable. https://www.ipcc-nggip.iges.or.jp/public/2006gl/ | Emission Factors
upstream_inventory_as_reported | scenario | 0.22 | tCO2e per t LNG | Scenarios.projects_or_band | Scenarios
upstream_measurement_central | scenario | 0.25 | tCO2e per t LNG | Scenarios.projects_or_band | Scenarios
upstream_measurement_high | scenario | 0.26 | tCO2e per t LNG | Scenarios.projects_or_band | Scenarios
upstream_near_term_methane_gwp20 | scenario | 0.33 | tCO2e per t LNG | Scenarios.projects_or_band | Scenarios
upstream_howarth_high | scenario | 0.55 | tCO2e per t LNG | Scenarios.projects_or_band | Scenarios
chain_export | chain | upstream_production@CAN > pipeline_transport@CAN > liquefaction@CAN > shipping@BUNK > regasification@FOR > combustion@FOR | 6 stages | Chains tab | Chains
chain_bunkering | chain | upstream_production@CAN > pipeline_transport@CAN > liquefaction@CAN > combustion@BUNK | 4 stages | Chains tab | Chains
chain_domestic | chain | upstream_production@CAN > pipeline_transport@CAN > liquefaction@CAN > regasification@CAN > combustion@CAN | 5 stages | Chains tab | Chains
chain_import | chain | regasification@CAN > combustion@CAN | 2 stages | Chains tab | Chains
utilisation_lng_canada_phase_1 | utilisation_source | 26.35 | util_sum over lifespan | parameters:lng_canada_ph1_year_1/year_2/steady_state_utilisation | Parameters
lifespan_lng_canada_phase_1 | lifespan_source | 32 | years | Asset Register:authorised_export_end_year=2056 (hard stop; cuts 8y from Asset Register:authorised_export_term_years) | Asset Register / Parameters
utilisation_tilbury_phase_1a | utilisation_source | 32.982 | util_sum over lifespan | parameters:year_1/year_2/steady_state_utilisation (default ramp) | Parameters
lifespan_tilbury_phase_1a | lifespan_source | 40 | years | Parameters:lifecycle_years_default | Asset Register / Parameters
utilisation_energir_montreal_lng | utilisation_source | 0.839 | steady-state util (legacy annual only) | legacy: first_export_year+lifespan before current year; steady-state util=0.839 for current annual only | Parameters
lifespan_energir_montreal_lng | lifespan_source | 40 | years | Parameters:lifecycle_years_default; LEGACY: first_export_year=1976.0 + 40yr before current year — annual only, no lifecycle total | Asset Register / Parameters
utilisation_mt_hayes_lng | utilisation_source | 32.982 | util_sum over lifespan | parameters:year_1/year_2/steady_state_utilisation (default ramp) | Parameters
lifespan_mt_hayes_lng | lifespan_source | 40 | years | Parameters:lifecycle_years_default | Asset Register / Parameters
utilisation_tilbury_original | utilisation_source | 0.839 | steady-state util (legacy annual only) | legacy: first_export_year+lifespan before current year; steady-state util=0.839 for current annual only | Parameters
lifespan_tilbury_original | lifespan_source | 40 | years | Parameters:lifecycle_years_default; LEGACY: first_export_year=1971.0 + 40yr before current year — annual only, no lifecycle total | Asset Register / Parameters
utilisation_tamaska_fort_nelson_lng | utilisation_source | 32.982 | util_sum over lifespan | parameters:year_1/year_2/steady_state_utilisation (default ramp) | Parameters
lifespan_tamaska_fort_nelson_lng | lifespan_source | 40 | years | Parameters:lifecycle_years_default | Asset Register / Parameters
utilisation_cedar_lng | utilisation_source | 32.143 | util_sum over lifespan | parameters:year_1/year_2/steady_state_utilisation (default ramp) | Parameters
lifespan_cedar_lng | lifespan_source | 39 | years | Asset Register:authorised_export_end_year=2066 (hard stop; cuts 1y from Asset Register:authorised_export_term_years) | Asset Register / Parameters
utilisation_woodfibre_lng | utilisation_source | 24.592 | util_sum over lifespan | parameters:year_1/year_2/steady_state_utilisation (default ramp) | Parameters
lifespan_woodfibre_lng | lifespan_source | 30 | years | Asset Register:authorised_export_end_year=2057 (hard stop; cuts 10y from Asset Register:authorised_export_term_years) | Asset Register / Parameters
utilisation_lng_canada_phase_2 | utilisation_source | 17.88 | util_sum over lifespan | parameters:year_1/year_2/steady_state_utilisation (default ramp); fid_delay_mid=5y inside lifespan | Parameters
lifespan_lng_canada_phase_2 | lifespan_source | 27 | years | Asset Register:authorised_export_end_year=2056 (hard stop; cuts 13y from Asset Register:authorised_export_term_years) | Asset Register / Parameters
utilisation_ksi_lisims_lng | utilisation_source | 24.592 | util_sum over lifespan | parameters:year_1/year_2/steady_state_utilisation (default ramp); fid_delay_mid=5y inside lifespan | Parameters
lifespan_ksi_lisims_lng | lifespan_source | 35 | years | Asset Register:authorised_export_end_year=2063 (hard stop; cuts 5y from Asset Register:authorised_export_term_years) | Asset Register / Parameters
utilisation_tilbury_phase_2 | utilisation_source | 16.202 | util_sum over lifespan | parameters:year_1/year_2/steady_state_utilisation (default ramp); fid_delay_mid=5y inside lifespan | Parameters
lifespan_tilbury_phase_2 | lifespan_source | 25 | years | Asset Register:authorised_export_term_years | Asset Register / Parameters
utilisation_tilbury_phase_1b | utilisation_source | 28.787 | util_sum over lifespan | parameters:year_1/year_2/steady_state_utilisation (default ramp); fid_delay_mid=5y inside lifespan | Parameters
lifespan_tilbury_phase_1b | lifespan_source | 40 | years | Parameters:lifecycle_years_default | Asset Register / Parameters
utilisation_marinvest_baie_comeau | utilisation_source | 28.787 | util_sum over lifespan | parameters:year_1/year_2/steady_state_utilisation (default ramp); fid_delay_mid=5y inside lifespan | Parameters
lifespan_marinvest_baie_comeau | lifespan_source | 40 | years | Parameters:lifecycle_years_default | Asset Register / Parameters
utilisation_summit_lake_pg_lng | utilisation_source | 20.397 | util_sum over lifespan | parameters:year_1/year_2/steady_state_utilisation (default ramp); fid_delay_mid=5y inside lifespan | Parameters
lifespan_summit_lake_pg_lng | lifespan_source | 30 | years | Asset Register:project_life_years | Asset Register / Parameters
utilisation_fermeuse_energy_flng | utilisation_source | 28.787 | util_sum over lifespan | parameters:year_1/year_2/steady_state_utilisation (default ramp); fid_delay_mid=5y inside lifespan | Parameters
lifespan_fermeuse_energy_flng | lifespan_source | 40 | years | Parameters:lifecycle_years_default | Asset Register / Parameters
utilisation_saint_john_import_facility | utilisation_source | 1 | util_sum over lifespan | parameter:saint_john_utilisation (flat) | Parameters
lifespan_saint_john_import_facility | lifespan_source | 40 | years | Parameters:lifecycle_years_default | Asset Register / Parameters
utilisation_discovery_t1t4 | utilisation_source | 28.787 | util_sum over lifespan | parameters:year_1/year_2/steady_state_utilisation (default ramp); fid_delay_mid=5y inside lifespan | Parameters
lifespan_discovery_t1t4 | lifespan_source | 40 | years | Parameters:lifecycle_years_default | Asset Register / Parameters
utilisation_kanata_lng | utilisation_source | 28.787 | util_sum over lifespan | parameters:year_1/year_2/steady_state_utilisation (default ramp); fid_delay_mid=5y inside lifespan | Parameters
lifespan_kanata_lng | lifespan_source | 40 | years | Parameters:lifecycle_years_default | Asset Register / Parameters

## Carbon Budgets
parameter | label | budget_gtco2 | lifetime_gtco2 | lifetime_gtco2e | share_pct | share_basis | share_co2e_pct | share_co2e_basis | units_note
remaining_15c_budget | 1.5°C, 50% from start of 2026 | 170 | 8.9672 | 9.3153 | 5.2748 | CO2-only lifetime vs CO2 budget (paper value) | 5.4796 | GWP100 CO2e vs CO2 budget (approximation) | Like for like: CO2-only lifetime against a CO2 budget. Residual caveats: pipeline fugitive methane is not split out of the CO2 total, and non-CO2 gases other than CH4 (N2O, refrigerants) are not counted at all.
remaining_17c_budget | 1.7°C, 50% from start of 2026 | 525 | 8.9672 | 9.3153 | 1.708 | CO2-only lifetime vs CO2 budget (paper value) | 1.7743 | GWP100 CO2e vs CO2 budget (approximation) | Like for like: CO2-only lifetime against a CO2 budget. Residual caveats: pipeline fugitive methane is not split out of the CO2 total, and non-CO2 gases other than CH4 (N2O, refrigerants) are not counted at all.
remaining_2c_budget | 2.0°C, 50% from start of 2026 | 1055 | 8.9672 | 9.3153 | 0.84997 | CO2-only lifetime vs CO2 budget (paper value) | 0.88297 | GWP100 CO2e vs CO2 budget (approximation) | Like for like: CO2-only lifetime against a CO2 budget. Residual caveats: pipeline fugitive methane is not split out of the CO2 total, and non-CO2 gases other than CH4 (N2O, refrigerants) are not counted at all.

## Gas Split
slice | key | membership | n_assets | lifetime_mtco2e | lifetime_co2_only_mt | lifetime_ch4_derived_co2e_mt | lifetime_ch4_kt | ch4_share_of_co2e_pct | scenario | split_note
build_out | committed | committed (operating + under construction) | 3 | 1869.4836 | 1799.6193 | 69.8643 | 2344.4386 | 3.7371 | measurement_central | CH4-derived CO2e is upstream (scenario factor less inventory CO2) plus shipping methane slip (1 - 1/1.44). Pipeline fugitives are not split; liquefaction, regasification and combustion are treated as CO2.
build_out | committed_plus_advanced | committed plus advanced (+ tier advanced_proposed) | 5 | 3805.7388 | 3663.515 | 142.2239 | 4772.6125 | 3.7371 | measurement_central | CH4-derived CO2e is upstream (scenario factor less inventory CO2) plus shipping methane slip (1 - 1/1.44). Pipeline fugitives are not split; liquefaction, regasification and combustion are treated as CO2.
build_out | full | full (every headline-scope asset) | 10 | 9315.3242 | 8967.2023 | 348.122 | 11681.9455 | 3.7371 | measurement_central | CH4-derived CO2e is upstream (scenario factor less inventory CO2) plus shipping methane slip (1 - 1/1.44). Pipeline fugitives are not split; liquefaction, regasification and combustion are treated as CO2.
calc_group | operating | calc_group=operating | 1 | 1309.595 | 1260.6543 | 48.9407 | 1642.3065 | 3.7371 | measurement_central | CH4-derived CO2e is upstream (scenario factor less inventory CO2) plus shipping methane slip (1 - 1/1.44). Pipeline fugitives are not split; liquefaction, regasification and combustion are treated as CO2.
calc_group | under_construction | calc_group=under_construction | 2 | 559.8886 | 538.9651 | 20.9235 | 702.1321 | 3.7371 | measurement_central | CH4-derived CO2e is upstream (scenario factor less inventory CO2) plus shipping methane slip (1 - 1/1.44). Pipeline fugitives are not split; liquefaction, regasification and combustion are treated as CO2.
calc_group | proposed | calc_group=proposed | 7 | 7445.8406 | 7167.5829 | 278.2577 | 9337.5069 | 3.7371 | measurement_central | CH4-derived CO2e is upstream (scenario factor less inventory CO2) plus shipping methane slip (1 - 1/1.44). Pipeline fugitives are not split; liquefaction, regasification and combustion are treated as CO2.

## By Chain
chain | scenario | capacity_mtpa | project_count | scope_1_2_mtco2e_yr | scope_3_mtco2e_yr | canada_territorial_mtco2e_yr | international_bunkers_mtco2e_yr | foreign_territorial_mtco2e_yr | annual_total_mtco2e_yr | lifecycle_total_mtco2e | scope_1_2_tco2e_yr | scope_3_tco2e_yr | canada_territorial_tco2e_yr | international_bunkers_tco2e_yr | foreign_territorial_tco2e_yr | annual_total_tco2e_yr | lifecycle_total_tco2e
export | inventory_as_reported | 100.1 | 10 | 44.4878 | 212.2287 | 44.4878 | 8.7517 | 203.477 | 256.7166 | 9236.6032 | 44487813.1783 | 212228748.113 | 44487813.1783 | 8751700.9531 | 203477047.1599 | 256716561.2913 | 9236603200
bunkering | inventory_as_reported | 0 | 0 | 0 | 0 | 0 | 0 | 0 | 0 | 0 | 0 | 0 | 0 | 0 | 0 | 0 | 0
domestic | inventory_as_reported | 0 | 0 | 0 | 0 | 0 | 0 | 0 | 0 | 0 | 0 | 0 | 0 | 0 | 0 | 0 | 0
import | inventory_as_reported | 0 | 0 | 0 | 0 | 0 | 0 | 0 | 0 | 0 | 0 | 0 | 0 | 0 | 0 | 0 | 0
export | measurement_central | 100.1 | 10 | 46.6757 | 212.2287 | 46.6757 | 8.7517 | 203.477 | 258.9045 | 9315.3242 | 46675738.4166 | 212228748.113 | 46675738.4166 | 8751700.9531 | 203477047.1599 | 258904486.5296 | 9315324250
bunkering | measurement_central | 0 | 0 | 0 | 0 | 0 | 0 | 0 | 0 | 0 | 0 | 0 | 0 | 0 | 0 | 0 | 0
domestic | measurement_central | 0 | 0 | 0 | 0 | 0 | 0 | 0 | 0 | 0 | 0 | 0 | 0 | 0 | 0 | 0 | 0
import | measurement_central | 0 | 0 | 0 | 0 | 0 | 0 | 0 | 0 | 0 | 0 | 0 | 0 | 0 | 0 | 0 | 0
export | measurement_high | 100.1 | 10 | 47.405 | 212.2287 | 47.405 | 8.7517 | 203.477 | 259.6338 | 9341.5646 | 47405046.8294 | 212228748.113 | 47405046.8294 | 8751700.9531 | 203477047.1599 | 259633794.9424 | 9341564600
bunkering | measurement_high | 0 | 0 | 0 | 0 | 0 | 0 | 0 | 0 | 0 | 0 | 0 | 0 | 0 | 0 | 0 | 0
domestic | measurement_high | 0 | 0 | 0 | 0 | 0 | 0 | 0 | 0 | 0 | 0 | 0 | 0 | 0 | 0 | 0 | 0
import | measurement_high | 0 | 0 | 0 | 0 | 0 | 0 | 0 | 0 | 0 | 0 | 0 | 0 | 0 | 0 | 0 | 0
export | near_term_methane_gwp20 | 100.1 | 10 | 52.5102 | 212.2287 | 52.5102 | 8.7517 | 203.477 | 264.739 | 9525.247 | 52510205.7187 | 212228748.113 | 52510205.7187 | 8751700.9531 | 203477047.1599 | 264738953.8317 | 9525247050
bunkering | near_term_methane_gwp20 | 0 | 0 | 0 | 0 | 0 | 0 | 0 | 0 | 0 | 0 | 0 | 0 | 0 | 0 | 0 | 0
domestic | near_term_methane_gwp20 | 0 | 0 | 0 | 0 | 0 | 0 | 0 | 0 | 0 | 0 | 0 | 0 | 0 | 0 | 0 | 0
import | near_term_methane_gwp20 | 0 | 0 | 0 | 0 | 0 | 0 | 0 | 0 | 0 | 0 | 0 | 0 | 0 | 0 | 0 | 0
export | howarth_high | 100.1 | 10 | 68.555 | 212.2287 | 68.555 | 8.7517 | 203.477 | 280.7837 | 10102.5348 | 68554990.7994 | 212228748.113 | 68554990.7994 | 8751700.9531 | 203477047.1599 | 280783738.9124 | 10102534750
bunkering | howarth_high | 0 | 0 | 0 | 0 | 0 | 0 | 0 | 0 | 0 | 0 | 0 | 0 | 0 | 0 | 0 | 0
domestic | howarth_high | 0 | 0 | 0 | 0 | 0 | 0 | 0 | 0 | 0 | 0 | 0 | 0 | 0 | 0 | 0 | 0
import | howarth_high | 0 | 0 | 0 | 0 | 0 | 0 | 0 | 0 | 0 | 0 | 0 | 0 | 0 | 0 | 0 | 0

## Headline Exclusion
project_id | project_name | chain | calc_group | first_export_year | capacity_mtpa | is_legacy | lifetime_mtco2e | peak_year_mtco2e
tilbury_phase_2 | Tilbury Island LNG Terminal | bunkering | proposed |  | 2.5 | FALSE | 137.3119 | 7.1105
tilbury_phase_1b | Tilbury Island LNG Terminal | bunkering | proposed | 2028 | 0.65 | FALSE | 63.4322 | 1.8487
tilbury_phase_1a | Tilbury Island LNG Terminal | bunkering | operating | 2018 | 0.25 | FALSE | 23.4647 | 0.71105
saint_john_import_facility | Saint John LNG Terminal | import | operating | 2009 | 7.5 | FALSE | 12.555 | 0.52313
mt_hayes_lng | Mt. Hayes LNG Facility | domestic | operating | 2011 | 0.06 | FALSE | 4.4893 | 0.17267
tamaska_fort_nelson_lng | Tamaska LNG Facility (Fort Nelson) | domestic | operating | 2021 | 0.016 | FALSE | 1.6576 | 0.046044
tilbury_original | Tilbury Island LNG Terminal | domestic | operating | 1971 | 0.03 | TRUE | 0 | 0
energir_montreal_lng | Energir LNG Facility (Montreal) | domestic | operating | 1976 | 0.21 | TRUE | 0 | 0

## Calendar Panel
year | scenario | project_id | project_name | calc_group | chain | emissions_mtco2e | co2_mt | ch4_derived_co2e_mt | ch4_mass_kt | ch4_gwp_basis | start_year | lifespan_years | lifespan_source | start_was_placeholder | canada_only
2025 | inventory_as_reported | lng_canada_phase_1 | LNG Canada Terminal | operating | export | 12.32 | 11.9607 | 0.35933 | 12.0582 | 29.8 | 2025 | 32 | Asset Register:authorised_export_end_year=2056 (hard stop; cuts 8y from Asset Register:authorised_export_term_years) | FALSE | FALSE
2026 | inventory_as_reported | lng_canada_phase_1 | LNG Canada Terminal | operating | export | 29.568 | 28.7056 | 0.8624 | 28.9396 | 29.8 | 2025 | 32 | Asset Register:authorised_export_end_year=2056 (hard stop; cuts 8y from Asset Register:authorised_export_term_years) | FALSE | FALSE
2027 | inventory_as_reported | lng_canada_phase_1 | LNG Canada Terminal | operating | export | 41.888 | 40.6663 | 1.2217 | 40.9978 | 29.8 | 2025 | 32 | Asset Register:authorised_export_end_year=2056 (hard stop; cuts 8y from Asset Register:authorised_export_term_years) | FALSE | FALSE
2028 | inventory_as_reported | lng_canada_phase_1 | LNG Canada Terminal | operating | export | 41.888 | 40.6663 | 1.2217 | 40.9978 | 29.8 | 2025 | 32 | Asset Register:authorised_export_end_year=2056 (hard stop; cuts 8y from Asset Register:authorised_export_term_years) | FALSE | FALSE
2029 | inventory_as_reported | lng_canada_phase_1 | LNG Canada Terminal | operating | export | 41.888 | 40.6663 | 1.2217 | 40.9978 | 29.8 | 2025 | 32 | Asset Register:authorised_export_end_year=2056 (hard stop; cuts 8y from Asset Register:authorised_export_term_years) | FALSE | FALSE
2030 | inventory_as_reported | lng_canada_phase_1 | LNG Canada Terminal | operating | export | 41.888 | 40.6663 | 1.2217 | 40.9978 | 29.8 | 2025 | 32 | Asset Register:authorised_export_end_year=2056 (hard stop; cuts 8y from Asset Register:authorised_export_term_years) | FALSE | FALSE
2031 | inventory_as_reported | lng_canada_phase_1 | LNG Canada Terminal | operating | export | 41.888 | 40.6663 | 1.2217 | 40.9978 | 29.8 | 2025 | 32 | Asset Register:authorised_export_end_year=2056 (hard stop; cuts 8y from Asset Register:authorised_export_term_years) | FALSE | FALSE
2032 | inventory_as_reported | lng_canada_phase_1 | LNG Canada Terminal | operating | export | 41.888 | 40.6663 | 1.2217 | 40.9978 | 29.8 | 2025 | 32 | Asset Register:authorised_export_end_year=2056 (hard stop; cuts 8y from Asset Register:authorised_export_term_years) | FALSE | FALSE
2033 | inventory_as_reported | lng_canada_phase_1 | LNG Canada Terminal | operating | export | 41.888 | 40.6663 | 1.2217 | 40.9978 | 29.8 | 2025 | 32 | Asset Register:authorised_export_end_year=2056 (hard stop; cuts 8y from Asset Register:authorised_export_term_years) | FALSE | FALSE
2034 | inventory_as_reported | lng_canada_phase_1 | LNG Canada Terminal | operating | export | 41.888 | 40.6663 | 1.2217 | 40.9978 | 29.8 | 2025 | 32 | Asset Register:authorised_export_end_year=2056 (hard stop; cuts 8y from Asset Register:authorised_export_term_years) | FALSE | FALSE
2035 | inventory_as_reported | lng_canada_phase_1 | LNG Canada Terminal | operating | export | 41.888 | 40.6663 | 1.2217 | 40.9978 | 29.8 | 2025 | 32 | Asset Register:authorised_export_end_year=2056 (hard stop; cuts 8y from Asset Register:authorised_export_term_years) | FALSE | FALSE
2036 | inventory_as_reported | lng_canada_phase_1 | LNG Canada Terminal | operating | export | 41.888 | 40.6663 | 1.2217 | 40.9978 | 29.8 | 2025 | 32 | Asset Register:authorised_export_end_year=2056 (hard stop; cuts 8y from Asset Register:authorised_export_term_years) | FALSE | FALSE
2037 | inventory_as_reported | lng_canada_phase_1 | LNG Canada Terminal | operating | export | 41.888 | 40.6663 | 1.2217 | 40.9978 | 29.8 | 2025 | 32 | Asset Register:authorised_export_end_year=2056 (hard stop; cuts 8y from Asset Register:authorised_export_term_years) | FALSE | FALSE
2038 | inventory_as_reported | lng_canada_phase_1 | LNG Canada Terminal | operating | export | 41.888 | 40.6663 | 1.2217 | 40.9978 | 29.8 | 2025 | 32 | Asset Register:authorised_export_end_year=2056 (hard stop; cuts 8y from Asset Register:authorised_export_term_years) | FALSE | FALSE
2039 | inventory_as_reported | lng_canada_phase_1 | LNG Canada Terminal | operating | export | 41.888 | 40.6663 | 1.2217 | 40.9978 | 29.8 | 2025 | 32 | Asset Register:authorised_export_end_year=2056 (hard stop; cuts 8y from Asset Register:authorised_export_term_years) | FALSE | FALSE
2040 | inventory_as_reported | lng_canada_phase_1 | LNG Canada Terminal | operating | export | 41.888 | 40.6663 | 1.2217 | 40.9978 | 29.8 | 2025 | 32 | Asset Register:authorised_export_end_year=2056 (hard stop; cuts 8y from Asset Register:authorised_export_term_years) | FALSE | FALSE
2041 | inventory_as_reported | lng_canada_phase_1 | LNG Canada Terminal | operating | export | 41.888 | 40.6663 | 1.2217 | 40.9978 | 29.8 | 2025 | 32 | Asset Register:authorised_export_end_year=2056 (hard stop; cuts 8y from Asset Register:authorised_export_term_years) | FALSE | FALSE
2042 | inventory_as_reported | lng_canada_phase_1 | LNG Canada Terminal | operating | export | 41.888 | 40.6663 | 1.2217 | 40.9978 | 29.8 | 2025 | 32 | Asset Register:authorised_export_end_year=2056 (hard stop; cuts 8y from Asset Register:authorised_export_term_years) | FALSE | FALSE
2043 | inventory_as_reported | lng_canada_phase_1 | LNG Canada Terminal | operating | export | 41.888 | 40.6663 | 1.2217 | 40.9978 | 29.8 | 2025 | 32 | Asset Register:authorised_export_end_year=2056 (hard stop; cuts 8y from Asset Register:authorised_export_term_years) | FALSE | FALSE
2044 | inventory_as_reported | lng_canada_phase_1 | LNG Canada Terminal | operating | export | 41.888 | 40.6663 | 1.2217 | 40.9978 | 29.8 | 2025 | 32 | Asset Register:authorised_export_end_year=2056 (hard stop; cuts 8y from Asset Register:authorised_export_term_years) | FALSE | FALSE
2045 | inventory_as_reported | lng_canada_phase_1 | LNG Canada Terminal | operating | export | 41.888 | 40.6663 | 1.2217 | 40.9978 | 29.8 | 2025 | 32 | Asset Register:authorised_export_end_year=2056 (hard stop; cuts 8y from Asset Register:authorised_export_term_years) | FALSE | FALSE
2046 | inventory_as_reported | lng_canada_phase_1 | LNG Canada Terminal | operating | export | 41.888 | 40.6663 | 1.2217 | 40.9978 | 29.8 | 2025 | 32 | Asset Register:authorised_export_end_year=2056 (hard stop; cuts 8y from Asset Register:authorised_export_term_years) | FALSE | FALSE
2047 | inventory_as_reported | lng_canada_phase_1 | LNG Canada Terminal | operating | export | 41.888 | 40.6663 | 1.2217 | 40.9978 | 29.8 | 2025 | 32 | Asset Register:authorised_export_end_year=2056 (hard stop; cuts 8y from Asset Register:authorised_export_term_years) | FALSE | FALSE
2048 | inventory_as_reported | lng_canada_phase_1 | LNG Canada Terminal | operating | export | 41.888 | 40.6663 | 1.2217 | 40.9978 | 29.8 | 2025 | 32 | Asset Register:authorised_export_end_year=2056 (hard stop; cuts 8y from Asset Register:authorised_export_term_years) | FALSE | FALSE
2049 | inventory_as_reported | lng_canada_phase_1 | LNG Canada Terminal | operating | export | 41.888 | 40.6663 | 1.2217 | 40.9978 | 29.8 | 2025 | 32 | Asset Register:authorised_export_end_year=2056 (hard stop; cuts 8y from Asset Register:authorised_export_term_years) | FALSE | FALSE
2050 | inventory_as_reported | lng_canada_phase_1 | LNG Canada Terminal | operating | export | 41.888 | 40.6663 | 1.2217 | 40.9978 | 29.8 | 2025 | 32 | Asset Register:authorised_export_end_year=2056 (hard stop; cuts 8y from Asset Register:authorised_export_term_years) | FALSE | FALSE
2051 | inventory_as_reported | lng_canada_phase_1 | LNG Canada Terminal | operating | export | 41.888 | 40.6663 | 1.2217 | 40.9978 | 29.8 | 2025 | 32 | Asset Register:authorised_export_end_year=2056 (hard stop; cuts 8y from Asset Register:authorised_export_term_years) | FALSE | FALSE
2052 | inventory_as_reported | lng_canada_phase_1 | LNG Canada Terminal | operating | export | 41.888 | 40.6663 | 1.2217 | 40.9978 | 29.8 | 2025 | 32 | Asset Register:authorised_export_end_year=2056 (hard stop; cuts 8y from Asset Register:authorised_export_term_years) | FALSE | FALSE
2053 | inventory_as_reported | lng_canada_phase_1 | LNG Canada Terminal | operating | export | 41.888 | 40.6663 | 1.2217 | 40.9978 | 29.8 | 2025 | 32 | Asset Register:authorised_export_end_year=2056 (hard stop; cuts 8y from Asset Register:authorised_export_term_years) | FALSE | FALSE
2054 | inventory_as_reported | lng_canada_phase_1 | LNG Canada Terminal | operating | export | 41.888 | 40.6663 | 1.2217 | 40.9978 | 29.8 | 2025 | 32 | Asset Register:authorised_export_end_year=2056 (hard stop; cuts 8y from Asset Register:authorised_export_term_years) | FALSE | FALSE
2055 | inventory_as_reported | lng_canada_phase_1 | LNG Canada Terminal | operating | export | 41.888 | 40.6663 | 1.2217 | 40.9978 | 29.8 | 2025 | 32 | Asset Register:authorised_export_end_year=2056 (hard stop; cuts 8y from Asset Register:authorised_export_term_years) | FALSE | FALSE
2056 | inventory_as_reported | lng_canada_phase_1 | LNG Canada Terminal | operating | export | 41.888 | 40.6663 | 1.2217 | 40.9978 | 29.8 | 2025 | 32 | Asset Register:authorised_export_end_year=2056 (hard stop; cuts 8y from Asset Register:authorised_export_term_years) | FALSE | FALSE
2028 | inventory_as_reported | cedar_lng | Cedar FLNG Terminal | under_construction | export | 4.6464 | 4.5109 | 0.13552 | 4.5477 | 29.8 | 2028 | 39 | Asset Register:authorised_export_end_year=2066 (hard stop; cuts 1y from Asset Register:authorised_export_term_years) | FALSE | FALSE
2029 | inventory_as_reported | cedar_lng | Cedar FLNG Terminal | under_construction | export | 8.1312 | 7.894 | 0.23716 | 7.9584 | 29.8 | 2028 | 39 | Asset Register:authorised_export_end_year=2066 (hard stop; cuts 1y from Asset Register:authorised_export_term_years) | FALSE | FALSE
2030 | inventory_as_reported | cedar_lng | Cedar FLNG Terminal | under_construction | export | 9.7458 | 9.4616 | 0.28425 | 9.5387 | 29.8 | 2028 | 39 | Asset Register:authorised_export_end_year=2066 (hard stop; cuts 1y from Asset Register:authorised_export_term_years) | FALSE | FALSE
2031 | inventory_as_reported | cedar_lng | Cedar FLNG Terminal | under_construction | export | 9.7458 | 9.4616 | 0.28425 | 9.5387 | 29.8 | 2028 | 39 | Asset Register:authorised_export_end_year=2066 (hard stop; cuts 1y from Asset Register:authorised_export_term_years) | FALSE | FALSE
2032 | inventory_as_reported | cedar_lng | Cedar FLNG Terminal | under_construction | export | 9.7458 | 9.4616 | 0.28425 | 9.5387 | 29.8 | 2028 | 39 | Asset Register:authorised_export_end_year=2066 (hard stop; cuts 1y from Asset Register:authorised_export_term_years) | FALSE | FALSE
2033 | inventory_as_reported | cedar_lng | Cedar FLNG Terminal | under_construction | export | 9.7458 | 9.4616 | 0.28425 | 9.5387 | 29.8 | 2028 | 39 | Asset Register:authorised_export_end_year=2066 (hard stop; cuts 1y from Asset Register:authorised_export_term_years) | FALSE | FALSE
2034 | inventory_as_reported | cedar_lng | Cedar FLNG Terminal | under_construction | export | 9.7458 | 9.4616 | 0.28425 | 9.5387 | 29.8 | 2028 | 39 | Asset Register:authorised_export_end_year=2066 (hard stop; cuts 1y from Asset Register:authorised_export_term_years) | FALSE | FALSE
2035 | inventory_as_reported | cedar_lng | Cedar FLNG Terminal | under_construction | export | 9.7458 | 9.4616 | 0.28425 | 9.5387 | 29.8 | 2028 | 39 | Asset Register:authorised_export_end_year=2066 (hard stop; cuts 1y from Asset Register:authorised_export_term_years) | FALSE | FALSE
2036 | inventory_as_reported | cedar_lng | Cedar FLNG Terminal | under_construction | export | 9.7458 | 9.4616 | 0.28425 | 9.5387 | 29.8 | 2028 | 39 | Asset Register:authorised_export_end_year=2066 (hard stop; cuts 1y from Asset Register:authorised_export_term_years) | FALSE | FALSE
2037 | inventory_as_reported | cedar_lng | Cedar FLNG Terminal | under_construction | export | 9.7458 | 9.4616 | 0.28425 | 9.5387 | 29.8 | 2028 | 39 | Asset Register:authorised_export_end_year=2066 (hard stop; cuts 1y from Asset Register:authorised_export_term_years) | FALSE | FALSE
2038 | inventory_as_reported | cedar_lng | Cedar FLNG Terminal | under_construction | export | 9.7458 | 9.4616 | 0.28425 | 9.5387 | 29.8 | 2028 | 39 | Asset Register:authorised_export_end_year=2066 (hard stop; cuts 1y from Asset Register:authorised_export_term_years) | FALSE | FALSE
2039 | inventory_as_reported | cedar_lng | Cedar FLNG Terminal | under_construction | export | 9.7458 | 9.4616 | 0.28425 | 9.5387 | 29.8 | 2028 | 39 | Asset Register:authorised_export_end_year=2066 (hard stop; cuts 1y from Asset Register:authorised_export_term_years) | FALSE | FALSE
2040 | inventory_as_reported | cedar_lng | Cedar FLNG Terminal | under_construction | export | 9.7458 | 9.4616 | 0.28425 | 9.5387 | 29.8 | 2028 | 39 | Asset Register:authorised_export_end_year=2066 (hard stop; cuts 1y from Asset Register:authorised_export_term_years) | FALSE | FALSE
2041 | inventory_as_reported | cedar_lng | Cedar FLNG Terminal | under_construction | export | 9.7458 | 9.4616 | 0.28425 | 9.5387 | 29.8 | 2028 | 39 | Asset Register:authorised_export_end_year=2066 (hard stop; cuts 1y from Asset Register:authorised_export_term_years) | FALSE | FALSE
2042 | inventory_as_reported | cedar_lng | Cedar FLNG Terminal | under_construction | export | 9.7458 | 9.4616 | 0.28425 | 9.5387 | 29.8 | 2028 | 39 | Asset Register:authorised_export_end_year=2066 (hard stop; cuts 1y from Asset Register:authorised_export_term_years) | FALSE | FALSE
2043 | inventory_as_reported | cedar_lng | Cedar FLNG Terminal | under_construction | export | 9.7458 | 9.4616 | 0.28425 | 9.5387 | 29.8 | 2028 | 39 | Asset Register:authorised_export_end_year=2066 (hard stop; cuts 1y from Asset Register:authorised_export_term_years) | FALSE | FALSE
2044 | inventory_as_reported | cedar_lng | Cedar FLNG Terminal | under_construction | export | 9.7458 | 9.4616 | 0.28425 | 9.5387 | 29.8 | 2028 | 39 | Asset Register:authorised_export_end_year=2066 (hard stop; cuts 1y from Asset Register:authorised_export_term_years) | FALSE | FALSE
2045 | inventory_as_reported | cedar_lng | Cedar FLNG Terminal | under_construction | export | 9.7458 | 9.4616 | 0.28425 | 9.5387 | 29.8 | 2028 | 39 | Asset Register:authorised_export_end_year=2066 (hard stop; cuts 1y from Asset Register:authorised_export_term_years) | FALSE | FALSE
2046 | inventory_as_reported | cedar_lng | Cedar FLNG Terminal | under_construction | export | 9.7458 | 9.4616 | 0.28425 | 9.5387 | 29.8 | 2028 | 39 | Asset Register:authorised_export_end_year=2066 (hard stop; cuts 1y from Asset Register:authorised_export_term_years) | FALSE | FALSE
2047 | inventory_as_reported | cedar_lng | Cedar FLNG Terminal | under_construction | export | 9.7458 | 9.4616 | 0.28425 | 9.5387 | 29.8 | 2028 | 39 | Asset Register:authorised_export_end_year=2066 (hard stop; cuts 1y from Asset Register:authorised_export_term_years) | FALSE | FALSE
2048 | inventory_as_reported | cedar_lng | Cedar FLNG Terminal | under_construction | export | 9.7458 | 9.4616 | 0.28425 | 9.5387 | 29.8 | 2028 | 39 | Asset Register:authorised_export_end_year=2066 (hard stop; cuts 1y from Asset Register:authorised_export_term_years) | FALSE | FALSE
2049 | inventory_as_reported | cedar_lng | Cedar FLNG Terminal | under_construction | export | 9.7458 | 9.4616 | 0.28425 | 9.5387 | 29.8 | 2028 | 39 | Asset Register:authorised_export_end_year=2066 (hard stop; cuts 1y from Asset Register:authorised_export_term_years) | FALSE | FALSE
2050 | inventory_as_reported | cedar_lng | Cedar FLNG Terminal | under_construction | export | 9.7458 | 9.4616 | 0.28425 | 9.5387 | 29.8 | 2028 | 39 | Asset Register:authorised_export_end_year=2066 (hard stop; cuts 1y from Asset Register:authorised_export_term_years) | FALSE | FALSE
2051 | inventory_as_reported | cedar_lng | Cedar FLNG Terminal | under_construction | export | 9.7458 | 9.4616 | 0.28425 | 9.5387 | 29.8 | 2028 | 39 | Asset Register:authorised_export_end_year=2066 (hard stop; cuts 1y from Asset Register:authorised_export_term_years) | FALSE | FALSE
2052 | inventory_as_reported | cedar_lng | Cedar FLNG Terminal | under_construction | export | 9.7458 | 9.4616 | 0.28425 | 9.5387 | 29.8 | 2028 | 39 | Asset Register:authorised_export_end_year=2066 (hard stop; cuts 1y from Asset Register:authorised_export_term_years) | FALSE | FALSE
2053 | inventory_as_reported | cedar_lng | Cedar FLNG Terminal | under_construction | export | 9.7458 | 9.4616 | 0.28425 | 9.5387 | 29.8 | 2028 | 39 | Asset Register:authorised_export_end_year=2066 (hard stop; cuts 1y from Asset Register:authorised_export_term_years) | FALSE | FALSE
2054 | inventory_as_reported | cedar_lng | Cedar FLNG Terminal | under_construction | export | 9.7458 | 9.4616 | 0.28425 | 9.5387 | 29.8 | 2028 | 39 | Asset Register:authorised_export_end_year=2066 (hard stop; cuts 1y from Asset Register:authorised_export_term_years) | FALSE | FALSE
2055 | inventory_as_reported | cedar_lng | Cedar FLNG Terminal | under_construction | export | 9.7458 | 9.4616 | 0.28425 | 9.5387 | 29.8 | 2028 | 39 | Asset Register:authorised_export_end_year=2066 (hard stop; cuts 1y from Asset Register:authorised_export_term_years) | FALSE | FALSE
2056 | inventory_as_reported | cedar_lng | Cedar FLNG Terminal | under_construction | export | 9.7458 | 9.4616 | 0.28425 | 9.5387 | 29.8 | 2028 | 39 | Asset Register:authorised_export_end_year=2066 (hard stop; cuts 1y from Asset Register:authorised_export_term_years) | FALSE | FALSE
2057 | inventory_as_reported | cedar_lng | Cedar FLNG Terminal | under_construction | export | 9.7458 | 9.4616 | 0.28425 | 9.5387 | 29.8 | 2028 | 39 | Asset Register:authorised_export_end_year=2066 (hard stop; cuts 1y from Asset Register:authorised_export_term_years) | FALSE | FALSE
2058 | inventory_as_reported | cedar_lng | Cedar FLNG Terminal | under_construction | export | 9.7458 | 9.4616 | 0.28425 | 9.5387 | 29.8 | 2028 | 39 | Asset Register:authorised_export_end_year=2066 (hard stop; cuts 1y from Asset Register:authorised_export_term_years) | FALSE | FALSE
2059 | inventory_as_reported | cedar_lng | Cedar FLNG Terminal | under_construction | export | 9.7458 | 9.4616 | 0.28425 | 9.5387 | 29.8 | 2028 | 39 | Asset Register:authorised_export_end_year=2066 (hard stop; cuts 1y from Asset Register:authorised_export_term_years) | FALSE | FALSE
2060 | inventory_as_reported | cedar_lng | Cedar FLNG Terminal | under_construction | export | 9.7458 | 9.4616 | 0.28425 | 9.5387 | 29.8 | 2028 | 39 | Asset Register:authorised_export_end_year=2066 (hard stop; cuts 1y from Asset Register:authorised_export_term_years) | FALSE | FALSE
2061 | inventory_as_reported | cedar_lng | Cedar FLNG Terminal | under_construction | export | 9.7458 | 9.4616 | 0.28425 | 9.5387 | 29.8 | 2028 | 39 | Asset Register:authorised_export_end_year=2066 (hard stop; cuts 1y from Asset Register:authorised_export_term_years) | FALSE | FALSE
2062 | inventory_as_reported | cedar_lng | Cedar FLNG Terminal | under_construction | export | 9.7458 | 9.4616 | 0.28425 | 9.5387 | 29.8 | 2028 | 39 | Asset Register:authorised_export_end_year=2066 (hard stop; cuts 1y from Asset Register:authorised_export_term_years) | FALSE | FALSE
2063 | inventory_as_reported | cedar_lng | Cedar FLNG Terminal | under_construction | export | 9.7458 | 9.4616 | 0.28425 | 9.5387 | 29.8 | 2028 | 39 | Asset Register:authorised_export_end_year=2066 (hard stop; cuts 1y from Asset Register:authorised_export_term_years) | FALSE | FALSE
2064 | inventory_as_reported | cedar_lng | Cedar FLNG Terminal | under_construction | export | 9.7458 | 9.4616 | 0.28425 | 9.5387 | 29.8 | 2028 | 39 | Asset Register:authorised_export_end_year=2066 (hard stop; cuts 1y from Asset Register:authorised_export_term_years) | FALSE | FALSE
2065 | inventory_as_reported | cedar_lng | Cedar FLNG Terminal | under_construction | export | 9.7458 | 9.4616 | 0.28425 | 9.5387 | 29.8 | 2028 | 39 | Asset Register:authorised_export_end_year=2066 (hard stop; cuts 1y from Asset Register:authorised_export_term_years) | FALSE | FALSE
2066 | inventory_as_reported | cedar_lng | Cedar FLNG Terminal | under_construction | export | 9.7458 | 9.4616 | 0.28425 | 9.5387 | 29.8 | 2028 | 39 | Asset Register:authorised_export_end_year=2066 (hard stop; cuts 1y from Asset Register:authorised_export_term_years) | FALSE | FALSE
2028 | inventory_as_reported | woodfibre_lng | Woodfibre LNG Terminal | under_construction | export | 2.9568 | 2.8706 | 0.08624 | 2.894 | 29.8 | 2028 | 30 | Asset Register:authorised_export_end_year=2057 (hard stop; cuts 10y from Asset Register:authorised_export_term_years) | FALSE | FALSE
2029 | inventory_as_reported | woodfibre_lng | Woodfibre LNG Terminal | under_construction | export | 5.1744 | 5.0235 | 0.15092 | 5.0644 | 29.8 | 2028 | 30 | Asset Register:authorised_export_end_year=2057 (hard stop; cuts 10y from Asset Register:authorised_export_term_years) | FALSE | FALSE
2030 | inventory_as_reported | woodfibre_lng | Woodfibre LNG Terminal | under_construction | export | 6.2019 | 6.021 | 0.18089 | 6.0701 | 29.8 | 2028 | 30 | Asset Register:authorised_export_end_year=2057 (hard stop; cuts 10y from Asset Register:authorised_export_term_years) | FALSE | FALSE
2031 | inventory_as_reported | woodfibre_lng | Woodfibre LNG Terminal | under_construction | export | 6.2019 | 6.021 | 0.18089 | 6.0701 | 29.8 | 2028 | 30 | Asset Register:authorised_export_end_year=2057 (hard stop; cuts 10y from Asset Register:authorised_export_term_years) | FALSE | FALSE
2032 | inventory_as_reported | woodfibre_lng | Woodfibre LNG Terminal | under_construction | export | 6.2019 | 6.021 | 0.18089 | 6.0701 | 29.8 | 2028 | 30 | Asset Register:authorised_export_end_year=2057 (hard stop; cuts 10y from Asset Register:authorised_export_term_years) | FALSE | FALSE
2033 | inventory_as_reported | woodfibre_lng | Woodfibre LNG Terminal | under_construction | export | 6.2019 | 6.021 | 0.18089 | 6.0701 | 29.8 | 2028 | 30 | Asset Register:authorised_export_end_year=2057 (hard stop; cuts 10y from Asset Register:authorised_export_term_years) | FALSE | FALSE
2034 | inventory_as_reported | woodfibre_lng | Woodfibre LNG Terminal | under_construction | export | 6.2019 | 6.021 | 0.18089 | 6.0701 | 29.8 | 2028 | 30 | Asset Register:authorised_export_end_year=2057 (hard stop; cuts 10y from Asset Register:authorised_export_term_years) | FALSE | FALSE
2035 | inventory_as_reported | woodfibre_lng | Woodfibre LNG Terminal | under_construction | export | 6.2019 | 6.021 | 0.18089 | 6.0701 | 29.8 | 2028 | 30 | Asset Register:authorised_export_end_year=2057 (hard stop; cuts 10y from Asset Register:authorised_export_term_years) | FALSE | FALSE
2036 | inventory_as_reported | woodfibre_lng | Woodfibre LNG Terminal | under_construction | export | 6.2019 | 6.021 | 0.18089 | 6.0701 | 29.8 | 2028 | 30 | Asset Register:authorised_export_end_year=2057 (hard stop; cuts 10y from Asset Register:authorised_export_term_years) | FALSE | FALSE
2037 | inventory_as_reported | woodfibre_lng | Woodfibre LNG Terminal | under_construction | export | 6.2019 | 6.021 | 0.18089 | 6.0701 | 29.8 | 2028 | 30 | Asset Register:authorised_export_end_year=2057 (hard stop; cuts 10y from Asset Register:authorised_export_term_years) | FALSE | FALSE
2038 | inventory_as_reported | woodfibre_lng | Woodfibre LNG Terminal | under_construction | export | 6.2019 | 6.021 | 0.18089 | 6.0701 | 29.8 | 2028 | 30 | Asset Register:authorised_export_end_year=2057 (hard stop; cuts 10y from Asset Register:authorised_export_term_years) | FALSE | FALSE
2039 | inventory_as_reported | woodfibre_lng | Woodfibre LNG Terminal | under_construction | export | 6.2019 | 6.021 | 0.18089 | 6.0701 | 29.8 | 2028 | 30 | Asset Register:authorised_export_end_year=2057 (hard stop; cuts 10y from Asset Register:authorised_export_term_years) | FALSE | FALSE
2040 | inventory_as_reported | woodfibre_lng | Woodfibre LNG Terminal | under_construction | export | 6.2019 | 6.021 | 0.18089 | 6.0701 | 29.8 | 2028 | 30 | Asset Register:authorised_export_end_year=2057 (hard stop; cuts 10y from Asset Register:authorised_export_term_years) | FALSE | FALSE
2041 | inventory_as_reported | woodfibre_lng | Woodfibre LNG Terminal | under_construction | export | 6.2019 | 6.021 | 0.18089 | 6.0701 | 29.8 | 2028 | 30 | Asset Register:authorised_export_end_year=2057 (hard stop; cuts 10y from Asset Register:authorised_export_term_years) | FALSE | FALSE
2042 | inventory_as_reported | woodfibre_lng | Woodfibre LNG Terminal | under_construction | export | 6.2019 | 6.021 | 0.18089 | 6.0701 | 29.8 | 2028 | 30 | Asset Register:authorised_export_end_year=2057 (hard stop; cuts 10y from Asset Register:authorised_export_term_years) | FALSE | FALSE
2043 | inventory_as_reported | woodfibre_lng | Woodfibre LNG Terminal | under_construction | export | 6.2019 | 6.021 | 0.18089 | 6.0701 | 29.8 | 2028 | 30 | Asset Register:authorised_export_end_year=2057 (hard stop; cuts 10y from Asset Register:authorised_export_term_years) | FALSE | FALSE
2044 | inventory_as_reported | woodfibre_lng | Woodfibre LNG Terminal | under_construction | export | 6.2019 | 6.021 | 0.18089 | 6.0701 | 29.8 | 2028 | 30 | Asset Register:authorised_export_end_year=2057 (hard stop; cuts 10y from Asset Register:authorised_export_term_years) | FALSE | FALSE
2045 | inventory_as_reported | woodfibre_lng | Woodfibre LNG Terminal | under_construction | export | 6.2019 | 6.021 | 0.18089 | 6.0701 | 29.8 | 2028 | 30 | Asset Register:authorised_export_end_year=2057 (hard stop; cuts 10y from Asset Register:authorised_export_term_years) | FALSE | FALSE
2046 | inventory_as_reported | woodfibre_lng | Woodfibre LNG Terminal | under_construction | export | 6.2019 | 6.021 | 0.18089 | 6.0701 | 29.8 | 2028 | 30 | Asset Register:authorised_export_end_year=2057 (hard stop; cuts 10y from Asset Register:authorised_export_term_years) | FALSE | FALSE
2047 | inventory_as_reported | woodfibre_lng | Woodfibre LNG Terminal | under_construction | export | 6.2019 | 6.021 | 0.18089 | 6.0701 | 29.8 | 2028 | 30 | Asset Register:authorised_export_end_year=2057 (hard stop; cuts 10y from Asset Register:authorised_export_term_years) | FALSE | FALSE
2048 | inventory_as_reported | woodfibre_lng | Woodfibre LNG Terminal | under_construction | export | 6.2019 | 6.021 | 0.18089 | 6.0701 | 29.8 | 2028 | 30 | Asset Register:authorised_export_end_year=2057 (hard stop; cuts 10y from Asset Register:authorised_export_term_years) | FALSE | FALSE
2049 | inventory_as_reported | woodfibre_lng | Woodfibre LNG Terminal | under_construction | export | 6.2019 | 6.021 | 0.18089 | 6.0701 | 29.8 | 2028 | 30 | Asset Register:authorised_export_end_year=2057 (hard stop; cuts 10y from Asset Register:authorised_export_term_years) | FALSE | FALSE
2050 | inventory_as_reported | woodfibre_lng | Woodfibre LNG Terminal | under_construction | export | 6.2019 | 6.021 | 0.18089 | 6.0701 | 29.8 | 2028 | 30 | Asset Register:authorised_export_end_year=2057 (hard stop; cuts 10y from Asset Register:authorised_export_term_years) | FALSE | FALSE
2051 | inventory_as_reported | woodfibre_lng | Woodfibre LNG Terminal | under_construction | export | 6.2019 | 6.021 | 0.18089 | 6.0701 | 29.8 | 2028 | 30 | Asset Register:authorised_export_end_year=2057 (hard stop; cuts 10y from Asset Register:authorised_export_term_years) | FALSE | FALSE
2052 | inventory_as_reported | woodfibre_lng | Woodfibre LNG Terminal | under_construction | export | 6.2019 | 6.021 | 0.18089 | 6.0701 | 29.8 | 2028 | 30 | Asset Register:authorised_export_end_year=2057 (hard stop; cuts 10y from Asset Register:authorised_export_term_years) | FALSE | FALSE
2053 | inventory_as_reported | woodfibre_lng | Woodfibre LNG Terminal | under_construction | export | 6.2019 | 6.021 | 0.18089 | 6.0701 | 29.8 | 2028 | 30 | Asset Register:authorised_export_end_year=2057 (hard stop; cuts 10y from Asset Register:authorised_export_term_years) | FALSE | FALSE
2054 | inventory_as_reported | woodfibre_lng | Woodfibre LNG Terminal | under_construction | export | 6.2019 | 6.021 | 0.18089 | 6.0701 | 29.8 | 2028 | 30 | Asset Register:authorised_export_end_year=2057 (hard stop; cuts 10y from Asset Register:authorised_export_term_years) | FALSE | FALSE
2055 | inventory_as_reported | woodfibre_lng | Woodfibre LNG Terminal | under_construction | export | 6.2019 | 6.021 | 0.18089 | 6.0701 | 29.8 | 2028 | 30 | Asset Register:authorised_export_end_year=2057 (hard stop; cuts 10y from Asset Register:authorised_export_term_years) | FALSE | FALSE
2056 | inventory_as_reported | woodfibre_lng | Woodfibre LNG Terminal | under_construction | export | 6.2019 | 6.021 | 0.18089 | 6.0701 | 29.8 | 2028 | 30 | Asset Register:authorised_export_end_year=2057 (hard stop; cuts 10y from Asset Register:authorised_export_term_years) | FALSE | FALSE
2057 | inventory_as_reported | woodfibre_lng | Woodfibre LNG Terminal | under_construction | export | 6.2019 | 6.021 | 0.18089 | 6.0701 | 29.8 | 2028 | 30 | Asset Register:authorised_export_end_year=2057 (hard stop; cuts 10y from Asset Register:authorised_export_term_years) | FALSE | FALSE
2035 | inventory_as_reported | lng_canada_phase_2 | LNG Canada Terminal | proposed | export | 19.712 | 19.1371 | 0.57493 | 19.2931 | 29.8 | 2030 | 27 | Asset Register:authorised_export_end_year=2056 (hard stop; cuts 13y from Asset Register:authorised_export_term_years) | FALSE | FALSE
2036 | inventory_as_reported | lng_canada_phase_2 | LNG Canada Terminal | proposed | export | 34.496 | 33.4899 | 1.0061 | 33.7629 | 29.8 | 2030 | 27 | Asset Register:authorised_export_end_year=2056 (hard stop; cuts 13y from Asset Register:authorised_export_term_years) | FALSE | FALSE
2037 | inventory_as_reported | lng_canada_phase_2 | LNG Canada Terminal | proposed | export | 41.3459 | 40.14 | 1.2059 | 40.4672 | 29.8 | 2030 | 27 | Asset Register:authorised_export_end_year=2056 (hard stop; cuts 13y from Asset Register:authorised_export_term_years) | FALSE | FALSE
2038 | inventory_as_reported | lng_canada_phase_2 | LNG Canada Terminal | proposed | export | 41.3459 | 40.14 | 1.2059 | 40.4672 | 29.8 | 2030 | 27 | Asset Register:authorised_export_end_year=2056 (hard stop; cuts 13y from Asset Register:authorised_export_term_years) | FALSE | FALSE
2039 | inventory_as_reported | lng_canada_phase_2 | LNG Canada Terminal | proposed | export | 41.3459 | 40.14 | 1.2059 | 40.4672 | 29.8 | 2030 | 27 | Asset Register:authorised_export_end_year=2056 (hard stop; cuts 13y from Asset Register:authorised_export_term_years) | FALSE | FALSE
2040 | inventory_as_reported | lng_canada_phase_2 | LNG Canada Terminal | proposed | export | 41.3459 | 40.14 | 1.2059 | 40.4672 | 29.8 | 2030 | 27 | Asset Register:authorised_export_end_year=2056 (hard stop; cuts 13y from Asset Register:authorised_export_term_years) | FALSE | FALSE
2041 | inventory_as_reported | lng_canada_phase_2 | LNG Canada Terminal | proposed | export | 41.3459 | 40.14 | 1.2059 | 40.4672 | 29.8 | 2030 | 27 | Asset Register:authorised_export_end_year=2056 (hard stop; cuts 13y from Asset Register:authorised_export_term_years) | FALSE | FALSE
2042 | inventory_as_reported | lng_canada_phase_2 | LNG Canada Terminal | proposed | export | 41.3459 | 40.14 | 1.2059 | 40.4672 | 29.8 | 2030 | 27 | Asset Register:authorised_export_end_year=2056 (hard stop; cuts 13y from Asset Register:authorised_export_term_years) | FALSE | FALSE
2043 | inventory_as_reported | lng_canada_phase_2 | LNG Canada Terminal | proposed | export | 41.3459 | 40.14 | 1.2059 | 40.4672 | 29.8 | 2030 | 27 | Asset Register:authorised_export_end_year=2056 (hard stop; cuts 13y from Asset Register:authorised_export_term_years) | FALSE | FALSE
2044 | inventory_as_reported | lng_canada_phase_2 | LNG Canada Terminal | proposed | export | 41.3459 | 40.14 | 1.2059 | 40.4672 | 29.8 | 2030 | 27 | Asset Register:authorised_export_end_year=2056 (hard stop; cuts 13y from Asset Register:authorised_export_term_years) | FALSE | FALSE
2045 | inventory_as_reported | lng_canada_phase_2 | LNG Canada Terminal | proposed | export | 41.3459 | 40.14 | 1.2059 | 40.4672 | 29.8 | 2030 | 27 | Asset Register:authorised_export_end_year=2056 (hard stop; cuts 13y from Asset Register:authorised_export_term_years) | FALSE | FALSE
2046 | inventory_as_reported | lng_canada_phase_2 | LNG Canada Terminal | proposed | export | 41.3459 | 40.14 | 1.2059 | 40.4672 | 29.8 | 2030 | 27 | Asset Register:authorised_export_end_year=2056 (hard stop; cuts 13y from Asset Register:authorised_export_term_years) | FALSE | FALSE
2047 | inventory_as_reported | lng_canada_phase_2 | LNG Canada Terminal | proposed | export | 41.3459 | 40.14 | 1.2059 | 40.4672 | 29.8 | 2030 | 27 | Asset Register:authorised_export_end_year=2056 (hard stop; cuts 13y from Asset Register:authorised_export_term_years) | FALSE | FALSE
2048 | inventory_as_reported | lng_canada_phase_2 | LNG Canada Terminal | proposed | export | 41.3459 | 40.14 | 1.2059 | 40.4672 | 29.8 | 2030 | 27 | Asset Register:authorised_export_end_year=2056 (hard stop; cuts 13y from Asset Register:authorised_export_term_years) | FALSE | FALSE
2049 | inventory_as_reported | lng_canada_phase_2 | LNG Canada Terminal | proposed | export | 41.3459 | 40.14 | 1.2059 | 40.4672 | 29.8 | 2030 | 27 | Asset Register:authorised_export_end_year=2056 (hard stop; cuts 13y from Asset Register:authorised_export_term_years) | FALSE | FALSE
2050 | inventory_as_reported | lng_canada_phase_2 | LNG Canada Terminal | proposed | export | 41.3459 | 40.14 | 1.2059 | 40.4672 | 29.8 | 2030 | 27 | Asset Register:authorised_export_end_year=2056 (hard stop; cuts 13y from Asset Register:authorised_export_term_years) | FALSE | FALSE
2051 | inventory_as_reported | lng_canada_phase_2 | LNG Canada Terminal | proposed | export | 41.3459 | 40.14 | 1.2059 | 40.4672 | 29.8 | 2030 | 27 | Asset Register:authorised_export_end_year=2056 (hard stop; cuts 13y from Asset Register:authorised_export_term_years) | FALSE | FALSE
2052 | inventory_as_reported | lng_canada_phase_2 | LNG Canada Terminal | proposed | export | 41.3459 | 40.14 | 1.2059 | 40.4672 | 29.8 | 2030 | 27 | Asset Register:authorised_export_end_year=2056 (hard stop; cuts 13y from Asset Register:authorised_export_term_years) | FALSE | FALSE
2053 | inventory_as_reported | lng_canada_phase_2 | LNG Canada Terminal | proposed | export | 41.3459 | 40.14 | 1.2059 | 40.4672 | 29.8 | 2030 | 27 | Asset Register:authorised_export_end_year=2056 (hard stop; cuts 13y from Asset Register:authorised_export_term_years) | FALSE | FALSE
2054 | inventory_as_reported | lng_canada_phase_2 | LNG Canada Terminal | proposed | export | 41.3459 | 40.14 | 1.2059 | 40.4672 | 29.8 | 2030 | 27 | Asset Register:authorised_export_end_year=2056 (hard stop; cuts 13y from Asset Register:authorised_export_term_years) | FALSE | FALSE
2055 | inventory_as_reported | lng_canada_phase_2 | LNG Canada Terminal | proposed | export | 41.3459 | 40.14 | 1.2059 | 40.4672 | 29.8 | 2030 | 27 | Asset Register:authorised_export_end_year=2056 (hard stop; cuts 13y from Asset Register:authorised_export_term_years) | FALSE | FALSE
2056 | inventory_as_reported | lng_canada_phase_2 | LNG Canada Terminal | proposed | export | 41.3459 | 40.14 | 1.2059 | 40.4672 | 29.8 | 2030 | 27 | Asset Register:authorised_export_end_year=2056 (hard stop; cuts 13y from Asset Register:authorised_export_term_years) | FALSE | FALSE
2034 | inventory_as_reported | ksi_lisims_lng | Ksi Lisims FLNG Terminal | proposed | export | 16.896 | 16.4032 | 0.4928 | 16.5369 | 29.8 | 2029 | 35 | Asset Register:authorised_export_end_year=2063 (hard stop; cuts 5y from Asset Register:authorised_export_term_years) | FALSE | FALSE
2035 | inventory_as_reported | ksi_lisims_lng | Ksi Lisims FLNG Terminal | proposed | export | 29.568 | 28.7056 | 0.8624 | 28.9396 | 29.8 | 2029 | 35 | Asset Register:authorised_export_end_year=2063 (hard stop; cuts 5y from Asset Register:authorised_export_term_years) | FALSE | FALSE
2036 | inventory_as_reported | ksi_lisims_lng | Ksi Lisims FLNG Terminal | proposed | export | 35.4394 | 34.4057 | 1.0336 | 34.6862 | 29.8 | 2029 | 35 | Asset Register:authorised_export_end_year=2063 (hard stop; cuts 5y from Asset Register:authorised_export_term_years) | FALSE | FALSE
2037 | inventory_as_reported | ksi_lisims_lng | Ksi Lisims FLNG Terminal | proposed | export | 35.4394 | 34.4057 | 1.0336 | 34.6862 | 29.8 | 2029 | 35 | Asset Register:authorised_export_end_year=2063 (hard stop; cuts 5y from Asset Register:authorised_export_term_years) | FALSE | FALSE
2038 | inventory_as_reported | ksi_lisims_lng | Ksi Lisims FLNG Terminal | proposed | export | 35.4394 | 34.4057 | 1.0336 | 34.6862 | 29.8 | 2029 | 35 | Asset Register:authorised_export_end_year=2063 (hard stop; cuts 5y from Asset Register:authorised_export_term_years) | FALSE | FALSE
2039 | inventory_as_reported | ksi_lisims_lng | Ksi Lisims FLNG Terminal | proposed | export | 35.4394 | 34.4057 | 1.0336 | 34.6862 | 29.8 | 2029 | 35 | Asset Register:authorised_export_end_year=2063 (hard stop; cuts 5y from Asset Register:authorised_export_term_years) | FALSE | FALSE
2040 | inventory_as_reported | ksi_lisims_lng | Ksi Lisims FLNG Terminal | proposed | export | 35.4394 | 34.4057 | 1.0336 | 34.6862 | 29.8 | 2029 | 35 | Asset Register:authorised_export_end_year=2063 (hard stop; cuts 5y from Asset Register:authorised_export_term_years) | FALSE | FALSE
2041 | inventory_as_reported | ksi_lisims_lng | Ksi Lisims FLNG Terminal | proposed | export | 35.4394 | 34.4057 | 1.0336 | 34.6862 | 29.8 | 2029 | 35 | Asset Register:authorised_export_end_year=2063 (hard stop; cuts 5y from Asset Register:authorised_export_term_years) | FALSE | FALSE
2042 | inventory_as_reported | ksi_lisims_lng | Ksi Lisims FLNG Terminal | proposed | export | 35.4394 | 34.4057 | 1.0336 | 34.6862 | 29.8 | 2029 | 35 | Asset Register:authorised_export_end_year=2063 (hard stop; cuts 5y from Asset Register:authorised_export_term_years) | FALSE | FALSE
2043 | inventory_as_reported | ksi_lisims_lng | Ksi Lisims FLNG Terminal | proposed | export | 35.4394 | 34.4057 | 1.0336 | 34.6862 | 29.8 | 2029 | 35 | Asset Register:authorised_export_end_year=2063 (hard stop; cuts 5y from Asset Register:authorised_export_term_years) | FALSE | FALSE
2044 | inventory_as_reported | ksi_lisims_lng | Ksi Lisims FLNG Terminal | proposed | export | 35.4394 | 34.4057 | 1.0336 | 34.6862 | 29.8 | 2029 | 35 | Asset Register:authorised_export_end_year=2063 (hard stop; cuts 5y from Asset Register:authorised_export_term_years) | FALSE | FALSE
2045 | inventory_as_reported | ksi_lisims_lng | Ksi Lisims FLNG Terminal | proposed | export | 35.4394 | 34.4057 | 1.0336 | 34.6862 | 29.8 | 2029 | 35 | Asset Register:authorised_export_end_year=2063 (hard stop; cuts 5y from Asset Register:authorised_export_term_years) | FALSE | FALSE
2046 | inventory_as_reported | ksi_lisims_lng | Ksi Lisims FLNG Terminal | proposed | export | 35.4394 | 34.4057 | 1.0336 | 34.6862 | 29.8 | 2029 | 35 | Asset Register:authorised_export_end_year=2063 (hard stop; cuts 5y from Asset Register:authorised_export_term_years) | FALSE | FALSE
2047 | inventory_as_reported | ksi_lisims_lng | Ksi Lisims FLNG Terminal | proposed | export | 35.4394 | 34.4057 | 1.0336 | 34.6862 | 29.8 | 2029 | 35 | Asset Register:authorised_export_end_year=2063 (hard stop; cuts 5y from Asset Register:authorised_export_term_years) | FALSE | FALSE
2048 | inventory_as_reported | ksi_lisims_lng | Ksi Lisims FLNG Terminal | proposed | export | 35.4394 | 34.4057 | 1.0336 | 34.6862 | 29.8 | 2029 | 35 | Asset Register:authorised_export_end_year=2063 (hard stop; cuts 5y from Asset Register:authorised_export_term_years) | FALSE | FALSE
2049 | inventory_as_reported | ksi_lisims_lng | Ksi Lisims FLNG Terminal | proposed | export | 35.4394 | 34.4057 | 1.0336 | 34.6862 | 29.8 | 2029 | 35 | Asset Register:authorised_export_end_year=2063 (hard stop; cuts 5y from Asset Register:authorised_export_term_years) | FALSE | FALSE
2050 | inventory_as_reported | ksi_lisims_lng | Ksi Lisims FLNG Terminal | proposed | export | 35.4394 | 34.4057 | 1.0336 | 34.6862 | 29.8 | 2029 | 35 | Asset Register:authorised_export_end_year=2063 (hard stop; cuts 5y from Asset Register:authorised_export_term_years) | FALSE | FALSE
2051 | inventory_as_reported | ksi_lisims_lng | Ksi Lisims FLNG Terminal | proposed | export | 35.4394 | 34.4057 | 1.0336 | 34.6862 | 29.8 | 2029 | 35 | Asset Register:authorised_export_end_year=2063 (hard stop; cuts 5y from Asset Register:authorised_export_term_years) | FALSE | FALSE
2052 | inventory_as_reported | ksi_lisims_lng | Ksi Lisims FLNG Terminal | proposed | export | 35.4394 | 34.4057 | 1.0336 | 34.6862 | 29.8 | 2029 | 35 | Asset Register:authorised_export_end_year=2063 (hard stop; cuts 5y from Asset Register:authorised_export_term_years) | FALSE | FALSE
2053 | inventory_as_reported | ksi_lisims_lng | Ksi Lisims FLNG Terminal | proposed | export | 35.4394 | 34.4057 | 1.0336 | 34.6862 | 29.8 | 2029 | 35 | Asset Register:authorised_export_end_year=2063 (hard stop; cuts 5y from Asset Register:authorised_export_term_years) | FALSE | FALSE
2054 | inventory_as_reported | ksi_lisims_lng | Ksi Lisims FLNG Terminal | proposed | export | 35.4394 | 34.4057 | 1.0336 | 34.6862 | 29.8 | 2029 | 35 | Asset Register:authorised_export_end_year=2063 (hard stop; cuts 5y from Asset Register:authorised_export_term_years) | FALSE | FALSE
2055 | inventory_as_reported | ksi_lisims_lng | Ksi Lisims FLNG Terminal | proposed | export | 35.4394 | 34.4057 | 1.0336 | 34.6862 | 29.8 | 2029 | 35 | Asset Register:authorised_export_end_year=2063 (hard stop; cuts 5y from Asset Register:authorised_export_term_years) | FALSE | FALSE
2056 | inventory_as_reported | ksi_lisims_lng | Ksi Lisims FLNG Terminal | proposed | export | 35.4394 | 34.4057 | 1.0336 | 34.6862 | 29.8 | 2029 | 35 | Asset Register:authorised_export_end_year=2063 (hard stop; cuts 5y from Asset Register:authorised_export_term_years) | FALSE | FALSE
2057 | inventory_as_reported | ksi_lisims_lng | Ksi Lisims FLNG Terminal | proposed | export | 35.4394 | 34.4057 | 1.0336 | 34.6862 | 29.8 | 2029 | 35 | Asset Register:authorised_export_end_year=2063 (hard stop; cuts 5y from Asset Register:authorised_export_term_years) | FALSE | FALSE
2058 | inventory_as_reported | ksi_lisims_lng | Ksi Lisims FLNG Terminal | proposed | export | 35.4394 | 34.4057 | 1.0336 | 34.6862 | 29.8 | 2029 | 35 | Asset Register:authorised_export_end_year=2063 (hard stop; cuts 5y from Asset Register:authorised_export_term_years) | FALSE | FALSE
2059 | inventory_as_reported | ksi_lisims_lng | Ksi Lisims FLNG Terminal | proposed | export | 35.4394 | 34.4057 | 1.0336 | 34.6862 | 29.8 | 2029 | 35 | Asset Register:authorised_export_end_year=2063 (hard stop; cuts 5y from Asset Register:authorised_export_term_years) | FALSE | FALSE
2060 | inventory_as_reported | ksi_lisims_lng | Ksi Lisims FLNG Terminal | proposed | export | 35.4394 | 34.4057 | 1.0336 | 34.6862 | 29.8 | 2029 | 35 | Asset Register:authorised_export_end_year=2063 (hard stop; cuts 5y from Asset Register:authorised_export_term_years) | FALSE | FALSE
2061 | inventory_as_reported | ksi_lisims_lng | Ksi Lisims FLNG Terminal | proposed | export | 35.4394 | 34.4057 | 1.0336 | 34.6862 | 29.8 | 2029 | 35 | Asset Register:authorised_export_end_year=2063 (hard stop; cuts 5y from Asset Register:authorised_export_term_years) | FALSE | FALSE
2062 | inventory_as_reported | ksi_lisims_lng | Ksi Lisims FLNG Terminal | proposed | export | 35.4394 | 34.4057 | 1.0336 | 34.6862 | 29.8 | 2029 | 35 | Asset Register:authorised_export_end_year=2063 (hard stop; cuts 5y from Asset Register:authorised_export_term_years) | FALSE | FALSE
2063 | inventory_as_reported | ksi_lisims_lng | Ksi Lisims FLNG Terminal | proposed | export | 35.4394 | 34.4057 | 1.0336 | 34.6862 | 29.8 | 2029 | 35 | Asset Register:authorised_export_end_year=2063 (hard stop; cuts 5y from Asset Register:authorised_export_term_years) | FALSE | FALSE
2035 | inventory_as_reported | marinvest_baie_comeau | Kino Aski LNG (formerly Marinvest Energy, Baie-Comeau) | proposed | export | 21.12 | 20.504 | 0.616 | 20.6711 | 29.8 | 2030 | 40 | Parameters:lifecycle_years_default | TRUE | FALSE
2036 | inventory_as_reported | marinvest_baie_comeau | Kino Aski LNG (formerly Marinvest Energy, Baie-Comeau) | proposed | export | 36.96 | 35.882 | 1.078 | 36.1745 | 29.8 | 2030 | 40 | Parameters:lifecycle_years_default | TRUE | FALSE
2037 | inventory_as_reported | marinvest_baie_comeau | Kino Aski LNG (formerly Marinvest Energy, Baie-Comeau) | proposed | export | 44.2992 | 43.0071 | 1.2921 | 43.3577 | 29.8 | 2030 | 40 | Parameters:lifecycle_years_default | TRUE | FALSE
2038 | inventory_as_reported | marinvest_baie_comeau | Kino Aski LNG (formerly Marinvest Energy, Baie-Comeau) | proposed | export | 44.2992 | 43.0071 | 1.2921 | 43.3577 | 29.8 | 2030 | 40 | Parameters:lifecycle_years_default | TRUE | FALSE
2039 | inventory_as_reported | marinvest_baie_comeau | Kino Aski LNG (formerly Marinvest Energy, Baie-Comeau) | proposed | export | 44.2992 | 43.0071 | 1.2921 | 43.3577 | 29.8 | 2030 | 40 | Parameters:lifecycle_years_default | TRUE | FALSE
2040 | inventory_as_reported | marinvest_baie_comeau | Kino Aski LNG (formerly Marinvest Energy, Baie-Comeau) | proposed | export | 44.2992 | 43.0071 | 1.2921 | 43.3577 | 29.8 | 2030 | 40 | Parameters:lifecycle_years_default | TRUE | FALSE
2041 | inventory_as_reported | marinvest_baie_comeau | Kino Aski LNG (formerly Marinvest Energy, Baie-Comeau) | proposed | export | 44.2992 | 43.0071 | 1.2921 | 43.3577 | 29.8 | 2030 | 40 | Parameters:lifecycle_years_default | TRUE | FALSE
2042 | inventory_as_reported | marinvest_baie_comeau | Kino Aski LNG (formerly Marinvest Energy, Baie-Comeau) | proposed | export | 44.2992 | 43.0071 | 1.2921 | 43.3577 | 29.8 | 2030 | 40 | Parameters:lifecycle_years_default | TRUE | FALSE
2043 | inventory_as_reported | marinvest_baie_comeau | Kino Aski LNG (formerly Marinvest Energy, Baie-Comeau) | proposed | export | 44.2992 | 43.0071 | 1.2921 | 43.3577 | 29.8 | 2030 | 40 | Parameters:lifecycle_years_default | TRUE | FALSE
2044 | inventory_as_reported | marinvest_baie_comeau | Kino Aski LNG (formerly Marinvest Energy, Baie-Comeau) | proposed | export | 44.2992 | 43.0071 | 1.2921 | 43.3577 | 29.8 | 2030 | 40 | Parameters:lifecycle_years_default | TRUE | FALSE
2045 | inventory_as_reported | marinvest_baie_comeau | Kino Aski LNG (formerly Marinvest Energy, Baie-Comeau) | proposed | export | 44.2992 | 43.0071 | 1.2921 | 43.3577 | 29.8 | 2030 | 40 | Parameters:lifecycle_years_default | TRUE | FALSE
2046 | inventory_as_reported | marinvest_baie_comeau | Kino Aski LNG (formerly Marinvest Energy, Baie-Comeau) | proposed | export | 44.2992 | 43.0071 | 1.2921 | 43.3577 | 29.8 | 2030 | 40 | Parameters:lifecycle_years_default | TRUE | FALSE
2047 | inventory_as_reported | marinvest_baie_comeau | Kino Aski LNG (formerly Marinvest Energy, Baie-Comeau) | proposed | export | 44.2992 | 43.0071 | 1.2921 | 43.3577 | 29.8 | 2030 | 40 | Parameters:lifecycle_years_default | TRUE | FALSE
2048 | inventory_as_reported | marinvest_baie_comeau | Kino Aski LNG (formerly Marinvest Energy, Baie-Comeau) | proposed | export | 44.2992 | 43.0071 | 1.2921 | 43.3577 | 29.8 | 2030 | 40 | Parameters:lifecycle_years_default | TRUE | FALSE
2049 | inventory_as_reported | marinvest_baie_comeau | Kino Aski LNG (formerly Marinvest Energy, Baie-Comeau) | proposed | export | 44.2992 | 43.0071 | 1.2921 | 43.3577 | 29.8 | 2030 | 40 | Parameters:lifecycle_years_default | TRUE | FALSE
2050 | inventory_as_reported | marinvest_baie_comeau | Kino Aski LNG (formerly Marinvest Energy, Baie-Comeau) | proposed | export | 44.2992 | 43.0071 | 1.2921 | 43.3577 | 29.8 | 2030 | 40 | Parameters:lifecycle_years_default | TRUE | FALSE
2051 | inventory_as_reported | marinvest_baie_comeau | Kino Aski LNG (formerly Marinvest Energy, Baie-Comeau) | proposed | export | 44.2992 | 43.0071 | 1.2921 | 43.3577 | 29.8 | 2030 | 40 | Parameters:lifecycle_years_default | TRUE | FALSE
2052 | inventory_as_reported | marinvest_baie_comeau | Kino Aski LNG (formerly Marinvest Energy, Baie-Comeau) | proposed | export | 44.2992 | 43.0071 | 1.2921 | 43.3577 | 29.8 | 2030 | 40 | Parameters:lifecycle_years_default | TRUE | FALSE
2053 | inventory_as_reported | marinvest_baie_comeau | Kino Aski LNG (formerly Marinvest Energy, Baie-Comeau) | proposed | export | 44.2992 | 43.0071 | 1.2921 | 43.3577 | 29.8 | 2030 | 40 | Parameters:lifecycle_years_default | TRUE | FALSE
2054 | inventory_as_reported | marinvest_baie_comeau | Kino Aski LNG (formerly Marinvest Energy, Baie-Comeau) | proposed | export | 44.2992 | 43.0071 | 1.2921 | 43.3577 | 29.8 | 2030 | 40 | Parameters:lifecycle_years_default | TRUE | FALSE
2055 | inventory_as_reported | marinvest_baie_comeau | Kino Aski LNG (formerly Marinvest Energy, Baie-Comeau) | proposed | export | 44.2992 | 43.0071 | 1.2921 | 43.3577 | 29.8 | 2030 | 40 | Parameters:lifecycle_years_default | TRUE | FALSE
2056 | inventory_as_reported | marinvest_baie_comeau | Kino Aski LNG (formerly Marinvest Energy, Baie-Comeau) | proposed | export | 44.2992 | 43.0071 | 1.2921 | 43.3577 | 29.8 | 2030 | 40 | Parameters:lifecycle_years_default | TRUE | FALSE
2057 | inventory_as_reported | marinvest_baie_comeau | Kino Aski LNG (formerly Marinvest Energy, Baie-Comeau) | proposed | export | 44.2992 | 43.0071 | 1.2921 | 43.3577 | 29.8 | 2030 | 40 | Parameters:lifecycle_years_default | TRUE | FALSE
2058 | inventory_as_reported | marinvest_baie_comeau | Kino Aski LNG (formerly Marinvest Energy, Baie-Comeau) | proposed | export | 44.2992 | 43.0071 | 1.2921 | 43.3577 | 29.8 | 2030 | 40 | Parameters:lifecycle_years_default | TRUE | FALSE
2059 | inventory_as_reported | marinvest_baie_comeau | Kino Aski LNG (formerly Marinvest Energy, Baie-Comeau) | proposed | export | 44.2992 | 43.0071 | 1.2921 | 43.3577 | 29.8 | 2030 | 40 | Parameters:lifecycle_years_default | TRUE | FALSE
2060 | inventory_as_reported | marinvest_baie_comeau | Kino Aski LNG (formerly Marinvest Energy, Baie-Comeau) | proposed | export | 44.2992 | 43.0071 | 1.2921 | 43.3577 | 29.8 | 2030 | 40 | Parameters:lifecycle_years_default | TRUE | FALSE
2061 | inventory_as_reported | marinvest_baie_comeau | Kino Aski LNG (formerly Marinvest Energy, Baie-Comeau) | proposed | export | 44.2992 | 43.0071 | 1.2921 | 43.3577 | 29.8 | 2030 | 40 | Parameters:lifecycle_years_default | TRUE | FALSE
2062 | inventory_as_reported | marinvest_baie_comeau | Kino Aski LNG (formerly Marinvest Energy, Baie-Comeau) | proposed | export | 44.2992 | 43.0071 | 1.2921 | 43.3577 | 29.8 | 2030 | 40 | Parameters:lifecycle_years_default | TRUE | FALSE
2063 | inventory_as_reported | marinvest_baie_comeau | Kino Aski LNG (formerly Marinvest Energy, Baie-Comeau) | proposed | export | 44.2992 | 43.0071 | 1.2921 | 43.3577 | 29.8 | 2030 | 40 | Parameters:lifecycle_years_default | TRUE | FALSE
2064 | inventory_as_reported | marinvest_baie_comeau | Kino Aski LNG (formerly Marinvest Energy, Baie-Comeau) | proposed | export | 44.2992 | 43.0071 | 1.2921 | 43.3577 | 29.8 | 2030 | 40 | Parameters:lifecycle_years_default | TRUE | FALSE
2065 | inventory_as_reported | marinvest_baie_comeau | Kino Aski LNG (formerly Marinvest Energy, Baie-Comeau) | proposed | export | 44.2992 | 43.0071 | 1.2921 | 43.3577 | 29.8 | 2030 | 40 | Parameters:lifecycle_years_default | TRUE | FALSE
2066 | inventory_as_reported | marinvest_baie_comeau | Kino Aski LNG (formerly Marinvest Energy, Baie-Comeau) | proposed | export | 44.2992 | 43.0071 | 1.2921 | 43.3577 | 29.8 | 2030 | 40 | Parameters:lifecycle_years_default | TRUE | FALSE
2067 | inventory_as_reported | marinvest_baie_comeau | Kino Aski LNG (formerly Marinvest Energy, Baie-Comeau) | proposed | export | 44.2992 | 43.0071 | 1.2921 | 43.3577 | 29.8 | 2030 | 40 | Parameters:lifecycle_years_default | TRUE | FALSE
2068 | inventory_as_reported | marinvest_baie_comeau | Kino Aski LNG (formerly Marinvest Energy, Baie-Comeau) | proposed | export | 44.2992 | 43.0071 | 1.2921 | 43.3577 | 29.8 | 2030 | 40 | Parameters:lifecycle_years_default | TRUE | FALSE
2069 | inventory_as_reported | marinvest_baie_comeau | Kino Aski LNG (formerly Marinvest Energy, Baie-Comeau) | proposed | export | 44.2992 | 43.0071 | 1.2921 | 43.3577 | 29.8 | 2030 | 40 | Parameters:lifecycle_years_default | TRUE | FALSE
2035 | inventory_as_reported | summit_lake_pg_lng | Summit Lake PG LNG | proposed | export | 3.8016 | 3.6907 | 0.11088 | 3.7208 | 29.8 | 2030 | 30 | Asset Register:project_life_years | TRUE | FALSE
2036 | inventory_as_reported | summit_lake_pg_lng | Summit Lake PG LNG | proposed | export | 6.6528 | 6.4588 | 0.19404 | 6.5114 | 29.8 | 2030 | 30 | Asset Register:project_life_years | TRUE | FALSE
2037 | inventory_as_reported | summit_lake_pg_lng | Summit Lake PG LNG | proposed | export | 7.9739 | 7.7413 | 0.23257 | 7.8044 | 29.8 | 2030 | 30 | Asset Register:project_life_years | TRUE | FALSE
2038 | inventory_as_reported | summit_lake_pg_lng | Summit Lake PG LNG | proposed | export | 7.9739 | 7.7413 | 0.23257 | 7.8044 | 29.8 | 2030 | 30 | Asset Register:project_life_years | TRUE | FALSE
2039 | inventory_as_reported | summit_lake_pg_lng | Summit Lake PG LNG | proposed | export | 7.9739 | 7.7413 | 0.23257 | 7.8044 | 29.8 | 2030 | 30 | Asset Register:project_life_years | TRUE | FALSE
2040 | inventory_as_reported | summit_lake_pg_lng | Summit Lake PG LNG | proposed | export | 7.9739 | 7.7413 | 0.23257 | 7.8044 | 29.8 | 2030 | 30 | Asset Register:project_life_years | TRUE | FALSE
2041 | inventory_as_reported | summit_lake_pg_lng | Summit Lake PG LNG | proposed | export | 7.9739 | 7.7413 | 0.23257 | 7.8044 | 29.8 | 2030 | 30 | Asset Register:project_life_years | TRUE | FALSE
2042 | inventory_as_reported | summit_lake_pg_lng | Summit Lake PG LNG | proposed | export | 7.9739 | 7.7413 | 0.23257 | 7.8044 | 29.8 | 2030 | 30 | Asset Register:project_life_years | TRUE | FALSE
2043 | inventory_as_reported | summit_lake_pg_lng | Summit Lake PG LNG | proposed | export | 7.9739 | 7.7413 | 0.23257 | 7.8044 | 29.8 | 2030 | 30 | Asset Register:project_life_years | TRUE | FALSE
2044 | inventory_as_reported | summit_lake_pg_lng | Summit Lake PG LNG | proposed | export | 7.9739 | 7.7413 | 0.23257 | 7.8044 | 29.8 | 2030 | 30 | Asset Register:project_life_years | TRUE | FALSE
2045 | inventory_as_reported | summit_lake_pg_lng | Summit Lake PG LNG | proposed | export | 7.9739 | 7.7413 | 0.23257 | 7.8044 | 29.8 | 2030 | 30 | Asset Register:project_life_years | TRUE | FALSE
2046 | inventory_as_reported | summit_lake_pg_lng | Summit Lake PG LNG | proposed | export | 7.9739 | 7.7413 | 0.23257 | 7.8044 | 29.8 | 2030 | 30 | Asset Register:project_life_years | TRUE | FALSE
2047 | inventory_as_reported | summit_lake_pg_lng | Summit Lake PG LNG | proposed | export | 7.9739 | 7.7413 | 0.23257 | 7.8044 | 29.8 | 2030 | 30 | Asset Register:project_life_years | TRUE | FALSE
2048 | inventory_as_reported | summit_lake_pg_lng | Summit Lake PG LNG | proposed | export | 7.9739 | 7.7413 | 0.23257 | 7.8044 | 29.8 | 2030 | 30 | Asset Register:project_life_years | TRUE | FALSE
2049 | inventory_as_reported | summit_lake_pg_lng | Summit Lake PG LNG | proposed | export | 7.9739 | 7.7413 | 0.23257 | 7.8044 | 29.8 | 2030 | 30 | Asset Register:project_life_years | TRUE | FALSE
2050 | inventory_as_reported | summit_lake_pg_lng | Summit Lake PG LNG | proposed | export | 7.9739 | 7.7413 | 0.23257 | 7.8044 | 29.8 | 2030 | 30 | Asset Register:project_life_years | TRUE | FALSE
2051 | inventory_as_reported | summit_lake_pg_lng | Summit Lake PG LNG | proposed | export | 7.9739 | 7.7413 | 0.23257 | 7.8044 | 29.8 | 2030 | 30 | Asset Register:project_life_years | TRUE | FALSE
2052 | inventory_as_reported | summit_lake_pg_lng | Summit Lake PG LNG | proposed | export | 7.9739 | 7.7413 | 0.23257 | 7.8044 | 29.8 | 2030 | 30 | Asset Register:project_life_years | TRUE | FALSE
2053 | inventory_as_reported | summit_lake_pg_lng | Summit Lake PG LNG | proposed | export | 7.9739 | 7.7413 | 0.23257 | 7.8044 | 29.8 | 2030 | 30 | Asset Register:project_life_years | TRUE | FALSE
2054 | inventory_as_reported | summit_lake_pg_lng | Summit Lake PG LNG | proposed | export | 7.9739 | 7.7413 | 0.23257 | 7.8044 | 29.8 | 2030 | 30 | Asset Register:project_life_years | TRUE | FALSE
2055 | inventory_as_reported | summit_lake_pg_lng | Summit Lake PG LNG | proposed | export | 7.9739 | 7.7413 | 0.23257 | 7.8044 | 29.8 | 2030 | 30 | Asset Register:project_life_years | TRUE | FALSE
2056 | inventory_as_reported | summit_lake_pg_lng | Summit Lake PG LNG | proposed | export | 7.9739 | 7.7413 | 0.23257 | 7.8044 | 29.8 | 2030 | 30 | Asset Register:project_life_years | TRUE | FALSE
2057 | inventory_as_reported | summit_lake_pg_lng | Summit Lake PG LNG | proposed | export | 7.9739 | 7.7413 | 0.23257 | 7.8044 | 29.8 | 2030 | 30 | Asset Register:project_life_years | TRUE | FALSE
2058 | inventory_as_reported | summit_lake_pg_lng | Summit Lake PG LNG | proposed | export | 7.9739 | 7.7413 | 0.23257 | 7.8044 | 29.8 | 2030 | 30 | Asset Register:project_life_years | TRUE | FALSE
2059 | inventory_as_reported | summit_lake_pg_lng | Summit Lake PG LNG | proposed | export | 7.9739 | 7.7413 | 0.23257 | 7.8044 | 29.8 | 2030 | 30 | Asset Register:project_life_years | TRUE | FALSE
2035 | inventory_as_reported | fermeuse_energy_flng | Fermeuse Energy FLNG Terminal | proposed | export | 7.04 | 6.8347 | 0.20533 | 6.8904 | 29.8 | 2030 | 40 | Parameters:lifecycle_years_default | TRUE | FALSE
2036 | inventory_as_reported | fermeuse_energy_flng | Fermeuse Energy FLNG Terminal | proposed | export | 12.32 | 11.9607 | 0.35933 | 12.0582 | 29.8 | 2030 | 40 | Parameters:lifecycle_years_default | TRUE | FALSE
2037 | inventory_as_reported | fermeuse_energy_flng | Fermeuse Energy FLNG Terminal | proposed | export | 14.7664 | 14.3357 | 0.43069 | 14.4526 | 29.8 | 2030 | 40 | Parameters:lifecycle_years_default | TRUE | FALSE
2038 | inventory_as_reported | fermeuse_energy_flng | Fermeuse Energy FLNG Terminal | proposed | export | 14.7664 | 14.3357 | 0.43069 | 14.4526 | 29.8 | 2030 | 40 | Parameters:lifecycle_years_default | TRUE | FALSE
2039 | inventory_as_reported | fermeuse_energy_flng | Fermeuse Energy FLNG Terminal | proposed | export | 14.7664 | 14.3357 | 0.43069 | 14.4526 | 29.8 | 2030 | 40 | Parameters:lifecycle_years_default | TRUE | FALSE
2040 | inventory_as_reported | fermeuse_energy_flng | Fermeuse Energy FLNG Terminal | proposed | export | 14.7664 | 14.3357 | 0.43069 | 14.4526 | 29.8 | 2030 | 40 | Parameters:lifecycle_years_default | TRUE | FALSE
2041 | inventory_as_reported | fermeuse_energy_flng | Fermeuse Energy FLNG Terminal | proposed | export | 14.7664 | 14.3357 | 0.43069 | 14.4526 | 29.8 | 2030 | 40 | Parameters:lifecycle_years_default | TRUE | FALSE
2042 | inventory_as_reported | fermeuse_energy_flng | Fermeuse Energy FLNG Terminal | proposed | export | 14.7664 | 14.3357 | 0.43069 | 14.4526 | 29.8 | 2030 | 40 | Parameters:lifecycle_years_default | TRUE | FALSE
2043 | inventory_as_reported | fermeuse_energy_flng | Fermeuse Energy FLNG Terminal | proposed | export | 14.7664 | 14.3357 | 0.43069 | 14.4526 | 29.8 | 2030 | 40 | Parameters:lifecycle_years_default | TRUE | FALSE
2044 | inventory_as_reported | fermeuse_energy_flng | Fermeuse Energy FLNG Terminal | proposed | export | 14.7664 | 14.3357 | 0.43069 | 14.4526 | 29.8 | 2030 | 40 | Parameters:lifecycle_years_default | TRUE | FALSE
2045 | inventory_as_reported | fermeuse_energy_flng | Fermeuse Energy FLNG Terminal | proposed | export | 14.7664 | 14.3357 | 0.43069 | 14.4526 | 29.8 | 2030 | 40 | Parameters:lifecycle_years_default | TRUE | FALSE
2046 | inventory_as_reported | fermeuse_energy_flng | Fermeuse Energy FLNG Terminal | proposed | export | 14.7664 | 14.3357 | 0.43069 | 14.4526 | 29.8 | 2030 | 40 | Parameters:lifecycle_years_default | TRUE | FALSE
2047 | inventory_as_reported | fermeuse_energy_flng | Fermeuse Energy FLNG Terminal | proposed | export | 14.7664 | 14.3357 | 0.43069 | 14.4526 | 29.8 | 2030 | 40 | Parameters:lifecycle_years_default | TRUE | FALSE
2048 | inventory_as_reported | fermeuse_energy_flng | Fermeuse Energy FLNG Terminal | proposed | export | 14.7664 | 14.3357 | 0.43069 | 14.4526 | 29.8 | 2030 | 40 | Parameters:lifecycle_years_default | TRUE | FALSE
2049 | inventory_as_reported | fermeuse_energy_flng | Fermeuse Energy FLNG Terminal | proposed | export | 14.7664 | 14.3357 | 0.43069 | 14.4526 | 29.8 | 2030 | 40 | Parameters:lifecycle_years_default | TRUE | FALSE
2050 | inventory_as_reported | fermeuse_energy_flng | Fermeuse Energy FLNG Terminal | proposed | export | 14.7664 | 14.3357 | 0.43069 | 14.4526 | 29.8 | 2030 | 40 | Parameters:lifecycle_years_default | TRUE | FALSE
2051 | inventory_as_reported | fermeuse_energy_flng | Fermeuse Energy FLNG Terminal | proposed | export | 14.7664 | 14.3357 | 0.43069 | 14.4526 | 29.8 | 2030 | 40 | Parameters:lifecycle_years_default | TRUE | FALSE
2052 | inventory_as_reported | fermeuse_energy_flng | Fermeuse Energy FLNG Terminal | proposed | export | 14.7664 | 14.3357 | 0.43069 | 14.4526 | 29.8 | 2030 | 40 | Parameters:lifecycle_years_default | TRUE | FALSE
2053 | inventory_as_reported | fermeuse_energy_flng | Fermeuse Energy FLNG Terminal | proposed | export | 14.7664 | 14.3357 | 0.43069 | 14.4526 | 29.8 | 2030 | 40 | Parameters:lifecycle_years_default | TRUE | FALSE
2054 | inventory_as_reported | fermeuse_energy_flng | Fermeuse Energy FLNG Terminal | proposed | export | 14.7664 | 14.3357 | 0.43069 | 14.4526 | 29.8 | 2030 | 40 | Parameters:lifecycle_years_default | TRUE | FALSE
2055 | inventory_as_reported | fermeuse_energy_flng | Fermeuse Energy FLNG Terminal | proposed | export | 14.7664 | 14.3357 | 0.43069 | 14.4526 | 29.8 | 2030 | 40 | Parameters:lifecycle_years_default | TRUE | FALSE
2056 | inventory_as_reported | fermeuse_energy_flng | Fermeuse Energy FLNG Terminal | proposed | export | 14.7664 | 14.3357 | 0.43069 | 14.4526 | 29.8 | 2030 | 40 | Parameters:lifecycle_years_default | TRUE | FALSE
2057 | inventory_as_reported | fermeuse_energy_flng | Fermeuse Energy FLNG Terminal | proposed | export | 14.7664 | 14.3357 | 0.43069 | 14.4526 | 29.8 | 2030 | 40 | Parameters:lifecycle_years_default | TRUE | FALSE
2058 | inventory_as_reported | fermeuse_energy_flng | Fermeuse Energy FLNG Terminal | proposed | export | 14.7664 | 14.3357 | 0.43069 | 14.4526 | 29.8 | 2030 | 40 | Parameters:lifecycle_years_default | TRUE | FALSE
2059 | inventory_as_reported | fermeuse_energy_flng | Fermeuse Energy FLNG Terminal | proposed | export | 14.7664 | 14.3357 | 0.43069 | 14.4526 | 29.8 | 2030 | 40 | Parameters:lifecycle_years_default | TRUE | FALSE
2060 | inventory_as_reported | fermeuse_energy_flng | Fermeuse Energy FLNG Terminal | proposed | export | 14.7664 | 14.3357 | 0.43069 | 14.4526 | 29.8 | 2030 | 40 | Parameters:lifecycle_years_default | TRUE | FALSE
2061 | inventory_as_reported | fermeuse_energy_flng | Fermeuse Energy FLNG Terminal | proposed | export | 14.7664 | 14.3357 | 0.43069 | 14.4526 | 29.8 | 2030 | 40 | Parameters:lifecycle_years_default | TRUE | FALSE
2062 | inventory_as_reported | fermeuse_energy_flng | Fermeuse Energy FLNG Terminal | proposed | export | 14.7664 | 14.3357 | 0.43069 | 14.4526 | 29.8 | 2030 | 40 | Parameters:lifecycle_years_default | TRUE | FALSE
2063 | inventory_as_reported | fermeuse_energy_flng | Fermeuse Energy FLNG Terminal | proposed | export | 14.7664 | 14.3357 | 0.43069 | 14.4526 | 29.8 | 2030 | 40 | Parameters:lifecycle_years_default | TRUE | FALSE
2064 | inventory_as_reported | fermeuse_energy_flng | Fermeuse Energy FLNG Terminal | proposed | export | 14.7664 | 14.3357 | 0.43069 | 14.4526 | 29.8 | 2030 | 40 | Parameters:lifecycle_years_default | TRUE | FALSE
2065 | inventory_as_reported | fermeuse_energy_flng | Fermeuse Energy FLNG Terminal | proposed | export | 14.7664 | 14.3357 | 0.43069 | 14.4526 | 29.8 | 2030 | 40 | Parameters:lifecycle_years_default | TRUE | FALSE
2066 | inventory_as_reported | fermeuse_energy_flng | Fermeuse Energy FLNG Terminal | proposed | export | 14.7664 | 14.3357 | 0.43069 | 14.4526 | 29.8 | 2030 | 40 | Parameters:lifecycle_years_default | TRUE | FALSE
2067 | inventory_as_reported | fermeuse_energy_flng | Fermeuse Energy FLNG Terminal | proposed | export | 14.7664 | 14.3357 | 0.43069 | 14.4526 | 29.8 | 2030 | 40 | Parameters:lifecycle_years_default | TRUE | FALSE
2068 | inventory_as_reported | fermeuse_energy_flng | Fermeuse Energy FLNG Terminal | proposed | export | 14.7664 | 14.3357 | 0.43069 | 14.4526 | 29.8 | 2030 | 40 | Parameters:lifecycle_years_default | TRUE | FALSE
2069 | inventory_as_reported | fermeuse_energy_flng | Fermeuse Energy FLNG Terminal | proposed | export | 14.7664 | 14.3357 | 0.43069 | 14.4526 | 29.8 | 2030 | 40 | Parameters:lifecycle_years_default | TRUE | FALSE
2035 | inventory_as_reported | discovery_t1t4 | Discovery LNG Terminal | proposed | export | 28.16 | 27.3387 | 0.82133 | 27.5615 | 29.8 | 2030 | 40 | Parameters:lifecycle_years_default | TRUE | FALSE
2036 | inventory_as_reported | discovery_t1t4 | Discovery LNG Terminal | proposed | export | 49.28 | 47.8427 | 1.4373 | 48.2327 | 29.8 | 2030 | 40 | Parameters:lifecycle_years_default | TRUE | FALSE
2037 | inventory_as_reported | discovery_t1t4 | Discovery LNG Terminal | proposed | export | 59.0656 | 57.3429 | 1.7227 | 57.8103 | 29.8 | 2030 | 40 | Parameters:lifecycle_years_default | TRUE | FALSE
2038 | inventory_as_reported | discovery_t1t4 | Discovery LNG Terminal | proposed | export | 59.0656 | 57.3429 | 1.7227 | 57.8103 | 29.8 | 2030 | 40 | Parameters:lifecycle_years_default | TRUE | FALSE
2039 | inventory_as_reported | discovery_t1t4 | Discovery LNG Terminal | proposed | export | 59.0656 | 57.3429 | 1.7227 | 57.8103 | 29.8 | 2030 | 40 | Parameters:lifecycle_years_default | TRUE | FALSE
2040 | inventory_as_reported | discovery_t1t4 | Discovery LNG Terminal | proposed | export | 59.0656 | 57.3429 | 1.7227 | 57.8103 | 29.8 | 2030 | 40 | Parameters:lifecycle_years_default | TRUE | FALSE
2041 | inventory_as_reported | discovery_t1t4 | Discovery LNG Terminal | proposed | export | 59.0656 | 57.3429 | 1.7227 | 57.8103 | 29.8 | 2030 | 40 | Parameters:lifecycle_years_default | TRUE | FALSE
2042 | inventory_as_reported | discovery_t1t4 | Discovery LNG Terminal | proposed | export | 59.0656 | 57.3429 | 1.7227 | 57.8103 | 29.8 | 2030 | 40 | Parameters:lifecycle_years_default | TRUE | FALSE
2043 | inventory_as_reported | discovery_t1t4 | Discovery LNG Terminal | proposed | export | 59.0656 | 57.3429 | 1.7227 | 57.8103 | 29.8 | 2030 | 40 | Parameters:lifecycle_years_default | TRUE | FALSE
2044 | inventory_as_reported | discovery_t1t4 | Discovery LNG Terminal | proposed | export | 59.0656 | 57.3429 | 1.7227 | 57.8103 | 29.8 | 2030 | 40 | Parameters:lifecycle_years_default | TRUE | FALSE
2045 | inventory_as_reported | discovery_t1t4 | Discovery LNG Terminal | proposed | export | 59.0656 | 57.3429 | 1.7227 | 57.8103 | 29.8 | 2030 | 40 | Parameters:lifecycle_years_default | TRUE | FALSE
2046 | inventory_as_reported | discovery_t1t4 | Discovery LNG Terminal | proposed | export | 59.0656 | 57.3429 | 1.7227 | 57.8103 | 29.8 | 2030 | 40 | Parameters:lifecycle_years_default | TRUE | FALSE
2047 | inventory_as_reported | discovery_t1t4 | Discovery LNG Terminal | proposed | export | 59.0656 | 57.3429 | 1.7227 | 57.8103 | 29.8 | 2030 | 40 | Parameters:lifecycle_years_default | TRUE | FALSE
2048 | inventory_as_reported | discovery_t1t4 | Discovery LNG Terminal | proposed | export | 59.0656 | 57.3429 | 1.7227 | 57.8103 | 29.8 | 2030 | 40 | Parameters:lifecycle_years_default | TRUE | FALSE
2049 | inventory_as_reported | discovery_t1t4 | Discovery LNG Terminal | proposed | export | 59.0656 | 57.3429 | 1.7227 | 57.8103 | 29.8 | 2030 | 40 | Parameters:lifecycle_years_default | TRUE | FALSE
2050 | inventory_as_reported | discovery_t1t4 | Discovery LNG Terminal | proposed | export | 59.0656 | 57.3429 | 1.7227 | 57.8103 | 29.8 | 2030 | 40 | Parameters:lifecycle_years_default | TRUE | FALSE
2051 | inventory_as_reported | discovery_t1t4 | Discovery LNG Terminal | proposed | export | 59.0656 | 57.3429 | 1.7227 | 57.8103 | 29.8 | 2030 | 40 | Parameters:lifecycle_years_default | TRUE | FALSE
2052 | inventory_as_reported | discovery_t1t4 | Discovery LNG Terminal | proposed | export | 59.0656 | 57.3429 | 1.7227 | 57.8103 | 29.8 | 2030 | 40 | Parameters:lifecycle_years_default | TRUE | FALSE
2053 | inventory_as_reported | discovery_t1t4 | Discovery LNG Terminal | proposed | export | 59.0656 | 57.3429 | 1.7227 | 57.8103 | 29.8 | 2030 | 40 | Parameters:lifecycle_years_default | TRUE | FALSE
2054 | inventory_as_reported | discovery_t1t4 | Discovery LNG Terminal | proposed | export | 59.0656 | 57.3429 | 1.7227 | 57.8103 | 29.8 | 2030 | 40 | Parameters:lifecycle_years_default | TRUE | FALSE
2055 | inventory_as_reported | discovery_t1t4 | Discovery LNG Terminal | proposed | export | 59.0656 | 57.3429 | 1.7227 | 57.8103 | 29.8 | 2030 | 40 | Parameters:lifecycle_years_default | TRUE | FALSE
2056 | inventory_as_reported | discovery_t1t4 | Discovery LNG Terminal | proposed | export | 59.0656 | 57.3429 | 1.7227 | 57.8103 | 29.8 | 2030 | 40 | Parameters:lifecycle_years_default | TRUE | FALSE
2057 | inventory_as_reported | discovery_t1t4 | Discovery LNG Terminal | proposed | export | 59.0656 | 57.3429 | 1.7227 | 57.8103 | 29.8 | 2030 | 40 | Parameters:lifecycle_years_default | TRUE | FALSE
2058 | inventory_as_reported | discovery_t1t4 | Discovery LNG Terminal | proposed | export | 59.0656 | 57.3429 | 1.7227 | 57.8103 | 29.8 | 2030 | 40 | Parameters:lifecycle_years_default | TRUE | FALSE
2059 | inventory_as_reported | discovery_t1t4 | Discovery LNG Terminal | proposed | export | 59.0656 | 57.3429 | 1.7227 | 57.8103 | 29.8 | 2030 | 40 | Parameters:lifecycle_years_default | TRUE | FALSE
2060 | inventory_as_reported | discovery_t1t4 | Discovery LNG Terminal | proposed | export | 59.0656 | 57.3429 | 1.7227 | 57.8103 | 29.8 | 2030 | 40 | Parameters:lifecycle_years_default | TRUE | FALSE
2061 | inventory_as_reported | discovery_t1t4 | Discovery LNG Terminal | proposed | export | 59.0656 | 57.3429 | 1.7227 | 57.8103 | 29.8 | 2030 | 40 | Parameters:lifecycle_years_default | TRUE | FALSE
2062 | inventory_as_reported | discovery_t1t4 | Discovery LNG Terminal | proposed | export | 59.0656 | 57.3429 | 1.7227 | 57.8103 | 29.8 | 2030 | 40 | Parameters:lifecycle_years_default | TRUE | FALSE
2063 | inventory_as_reported | discovery_t1t4 | Discovery LNG Terminal | proposed | export | 59.0656 | 57.3429 | 1.7227 | 57.8103 | 29.8 | 2030 | 40 | Parameters:lifecycle_years_default | TRUE | FALSE
2064 | inventory_as_reported | discovery_t1t4 | Discovery LNG Terminal | proposed | export | 59.0656 | 57.3429 | 1.7227 | 57.8103 | 29.8 | 2030 | 40 | Parameters:lifecycle_years_default | TRUE | FALSE
2065 | inventory_as_reported | discovery_t1t4 | Discovery LNG Terminal | proposed | export | 59.0656 | 57.3429 | 1.7227 | 57.8103 | 29.8 | 2030 | 40 | Parameters:lifecycle_years_default | TRUE | FALSE
2066 | inventory_as_reported | discovery_t1t4 | Discovery LNG Terminal | proposed | export | 59.0656 | 57.3429 | 1.7227 | 57.8103 | 29.8 | 2030 | 40 | Parameters:lifecycle_years_default | TRUE | FALSE
2067 | inventory_as_reported | discovery_t1t4 | Discovery LNG Terminal | proposed | export | 59.0656 | 57.3429 | 1.7227 | 57.8103 | 29.8 | 2030 | 40 | Parameters:lifecycle_years_default | TRUE | FALSE
2068 | inventory_as_reported | discovery_t1t4 | Discovery LNG Terminal | proposed | export | 59.0656 | 57.3429 | 1.7227 | 57.8103 | 29.8 | 2030 | 40 | Parameters:lifecycle_years_default | TRUE | FALSE
2069 | inventory_as_reported | discovery_t1t4 | Discovery LNG Terminal | proposed | export | 59.0656 | 57.3429 | 1.7227 | 57.8103 | 29.8 | 2030 | 40 | Parameters:lifecycle_years_default | TRUE | FALSE
2035 | inventory_as_reported | kanata_lng | Kanata LNG | proposed | export | 16.896 | 16.4032 | 0.4928 | 16.5369 | 29.8 | 2030 | 40 | Parameters:lifecycle_years_default | TRUE | FALSE
2036 | inventory_as_reported | kanata_lng | Kanata LNG | proposed | export | 29.568 | 28.7056 | 0.8624 | 28.9396 | 29.8 | 2030 | 40 | Parameters:lifecycle_years_default | TRUE | FALSE
2037 | inventory_as_reported | kanata_lng | Kanata LNG | proposed | export | 35.4394 | 34.4057 | 1.0336 | 34.6862 | 29.8 | 2030 | 40 | Parameters:lifecycle_years_default | TRUE | FALSE
2038 | inventory_as_reported | kanata_lng | Kanata LNG | proposed | export | 35.4394 | 34.4057 | 1.0336 | 34.6862 | 29.8 | 2030 | 40 | Parameters:lifecycle_years_default | TRUE | FALSE
2039 | inventory_as_reported | kanata_lng | Kanata LNG | proposed | export | 35.4394 | 34.4057 | 1.0336 | 34.6862 | 29.8 | 2030 | 40 | Parameters:lifecycle_years_default | TRUE | FALSE
2040 | inventory_as_reported | kanata_lng | Kanata LNG | proposed | export | 35.4394 | 34.4057 | 1.0336 | 34.6862 | 29.8 | 2030 | 40 | Parameters:lifecycle_years_default | TRUE | FALSE
2041 | inventory_as_reported | kanata_lng | Kanata LNG | proposed | export | 35.4394 | 34.4057 | 1.0336 | 34.6862 | 29.8 | 2030 | 40 | Parameters:lifecycle_years_default | TRUE | FALSE
2042 | inventory_as_reported | kanata_lng | Kanata LNG | proposed | export | 35.4394 | 34.4057 | 1.0336 | 34.6862 | 29.8 | 2030 | 40 | Parameters:lifecycle_years_default | TRUE | FALSE
2043 | inventory_as_reported | kanata_lng | Kanata LNG | proposed | export | 35.4394 | 34.4057 | 1.0336 | 34.6862 | 29.8 | 2030 | 40 | Parameters:lifecycle_years_default | TRUE | FALSE
2044 | inventory_as_reported | kanata_lng | Kanata LNG | proposed | export | 35.4394 | 34.4057 | 1.0336 | 34.6862 | 29.8 | 2030 | 40 | Parameters:lifecycle_years_default | TRUE | FALSE
2045 | inventory_as_reported | kanata_lng | Kanata LNG | proposed | export | 35.4394 | 34.4057 | 1.0336 | 34.6862 | 29.8 | 2030 | 40 | Parameters:lifecycle_years_default | TRUE | FALSE
2046 | inventory_as_reported | kanata_lng | Kanata LNG | proposed | export | 35.4394 | 34.4057 | 1.0336 | 34.6862 | 29.8 | 2030 | 40 | Parameters:lifecycle_years_default | TRUE | FALSE
2047 | inventory_as_reported | kanata_lng | Kanata LNG | proposed | export | 35.4394 | 34.4057 | 1.0336 | 34.6862 | 29.8 | 2030 | 40 | Parameters:lifecycle_years_default | TRUE | FALSE
2048 | inventory_as_reported | kanata_lng | Kanata LNG | proposed | export | 35.4394 | 34.4057 | 1.0336 | 34.6862 | 29.8 | 2030 | 40 | Parameters:lifecycle_years_default | TRUE | FALSE
2049 | inventory_as_reported | kanata_lng | Kanata LNG | proposed | export | 35.4394 | 34.4057 | 1.0336 | 34.6862 | 29.8 | 2030 | 40 | Parameters:lifecycle_years_default | TRUE | FALSE
2050 | inventory_as_reported | kanata_lng | Kanata LNG | proposed | export | 35.4394 | 34.4057 | 1.0336 | 34.6862 | 29.8 | 2030 | 40 | Parameters:lifecycle_years_default | TRUE | FALSE
2051 | inventory_as_reported | kanata_lng | Kanata LNG | proposed | export | 35.4394 | 34.4057 | 1.0336 | 34.6862 | 29.8 | 2030 | 40 | Parameters:lifecycle_years_default | TRUE | FALSE
2052 | inventory_as_reported | kanata_lng | Kanata LNG | proposed | export | 35.4394 | 34.4057 | 1.0336 | 34.6862 | 29.8 | 2030 | 40 | Parameters:lifecycle_years_default | TRUE | FALSE
2053 | inventory_as_reported | kanata_lng | Kanata LNG | proposed | export | 35.4394 | 34.4057 | 1.0336 | 34.6862 | 29.8 | 2030 | 40 | Parameters:lifecycle_years_default | TRUE | FALSE
2054 | inventory_as_reported | kanata_lng | Kanata LNG | proposed | export | 35.4394 | 34.4057 | 1.0336 | 34.6862 | 29.8 | 2030 | 40 | Parameters:lifecycle_years_default | TRUE | FALSE
2055 | inventory_as_reported | kanata_lng | Kanata LNG | proposed | export | 35.4394 | 34.4057 | 1.0336 | 34.6862 | 29.8 | 2030 | 40 | Parameters:lifecycle_years_default | TRUE | FALSE
2056 | inventory_as_reported | kanata_lng | Kanata LNG | proposed | export | 35.4394 | 34.4057 | 1.0336 | 34.6862 | 29.8 | 2030 | 40 | Parameters:lifecycle_years_default | TRUE | FALSE
2057 | inventory_as_reported | kanata_lng | Kanata LNG | proposed | export | 35.4394 | 34.4057 | 1.0336 | 34.6862 | 29.8 | 2030 | 40 | Parameters:lifecycle_years_default | TRUE | FALSE
2058 | inventory_as_reported | kanata_lng | Kanata LNG | proposed | export | 35.4394 | 34.4057 | 1.0336 | 34.6862 | 29.8 | 2030 | 40 | Parameters:lifecycle_years_default | TRUE | FALSE
2059 | inventory_as_reported | kanata_lng | Kanata LNG | proposed | export | 35.4394 | 34.4057 | 1.0336 | 34.6862 | 29.8 | 2030 | 40 | Parameters:lifecycle_years_default | TRUE | FALSE
2060 | inventory_as_reported | kanata_lng | Kanata LNG | proposed | export | 35.4394 | 34.4057 | 1.0336 | 34.6862 | 29.8 | 2030 | 40 | Parameters:lifecycle_years_default | TRUE | FALSE
2061 | inventory_as_reported | kanata_lng | Kanata LNG | proposed | export | 35.4394 | 34.4057 | 1.0336 | 34.6862 | 29.8 | 2030 | 40 | Parameters:lifecycle_years_default | TRUE | FALSE
2062 | inventory_as_reported | kanata_lng | Kanata LNG | proposed | export | 35.4394 | 34.4057 | 1.0336 | 34.6862 | 29.8 | 2030 | 40 | Parameters:lifecycle_years_default | TRUE | FALSE
2063 | inventory_as_reported | kanata_lng | Kanata LNG | proposed | export | 35.4394 | 34.4057 | 1.0336 | 34.6862 | 29.8 | 2030 | 40 | Parameters:lifecycle_years_default | TRUE | FALSE
2064 | inventory_as_reported | kanata_lng | Kanata LNG | proposed | export | 35.4394 | 34.4057 | 1.0336 | 34.6862 | 29.8 | 2030 | 40 | Parameters:lifecycle_years_default | TRUE | FALSE
2065 | inventory_as_reported | kanata_lng | Kanata LNG | proposed | export | 35.4394 | 34.4057 | 1.0336 | 34.6862 | 29.8 | 2030 | 40 | Parameters:lifecycle_years_default | TRUE | FALSE
2066 | inventory_as_reported | kanata_lng | Kanata LNG | proposed | export | 35.4394 | 34.4057 | 1.0336 | 34.6862 | 29.8 | 2030 | 40 | Parameters:lifecycle_years_default | TRUE | FALSE
2067 | inventory_as_reported | kanata_lng | Kanata LNG | proposed | export | 35.4394 | 34.4057 | 1.0336 | 34.6862 | 29.8 | 2030 | 40 | Parameters:lifecycle_years_default | TRUE | FALSE
2068 | inventory_as_reported | kanata_lng | Kanata LNG | proposed | export | 35.4394 | 34.4057 | 1.0336 | 34.6862 | 29.8 | 2030 | 40 | Parameters:lifecycle_years_default | TRUE | FALSE
2069 | inventory_as_reported | kanata_lng | Kanata LNG | proposed | export | 35.4394 | 34.4057 | 1.0336 | 34.6862 | 29.8 | 2030 | 40 | Parameters:lifecycle_years_default | TRUE | FALSE
2025 | measurement_central | lng_canada_phase_1 | LNG Canada Terminal | operating | export | 12.425 | 11.9607 | 0.46433 | 15.5817 | 29.8 | 2025 | 32 | Asset Register:authorised_export_end_year=2056 (hard stop; cuts 8y from Asset Register:authorised_export_term_years) | FALSE | FALSE
2026 | measurement_central | lng_canada_phase_1 | LNG Canada Terminal | operating | export | 29.82 | 28.7056 | 1.1144 | 37.396 | 29.8 | 2025 | 32 | Asset Register:authorised_export_end_year=2056 (hard stop; cuts 8y from Asset Register:authorised_export_term_years) | FALSE | FALSE
2027 | measurement_central | lng_canada_phase_1 | LNG Canada Terminal | operating | export | 42.245 | 40.6663 | 1.5787 | 52.9776 | 29.8 | 2025 | 32 | Asset Register:authorised_export_end_year=2056 (hard stop; cuts 8y from Asset Register:authorised_export_term_years) | FALSE | FALSE
2028 | measurement_central | lng_canada_phase_1 | LNG Canada Terminal | operating | export | 42.245 | 40.6663 | 1.5787 | 52.9776 | 29.8 | 2025 | 32 | Asset Register:authorised_export_end_year=2056 (hard stop; cuts 8y from Asset Register:authorised_export_term_years) | FALSE | FALSE
2029 | measurement_central | lng_canada_phase_1 | LNG Canada Terminal | operating | export | 42.245 | 40.6663 | 1.5787 | 52.9776 | 29.8 | 2025 | 32 | Asset Register:authorised_export_end_year=2056 (hard stop; cuts 8y from Asset Register:authorised_export_term_years) | FALSE | FALSE
2030 | measurement_central | lng_canada_phase_1 | LNG Canada Terminal | operating | export | 42.245 | 40.6663 | 1.5787 | 52.9776 | 29.8 | 2025 | 32 | Asset Register:authorised_export_end_year=2056 (hard stop; cuts 8y from Asset Register:authorised_export_term_years) | FALSE | FALSE
2031 | measurement_central | lng_canada_phase_1 | LNG Canada Terminal | operating | export | 42.245 | 40.6663 | 1.5787 | 52.9776 | 29.8 | 2025 | 32 | Asset Register:authorised_export_end_year=2056 (hard stop; cuts 8y from Asset Register:authorised_export_term_years) | FALSE | FALSE
2032 | measurement_central | lng_canada_phase_1 | LNG Canada Terminal | operating | export | 42.245 | 40.6663 | 1.5787 | 52.9776 | 29.8 | 2025 | 32 | Asset Register:authorised_export_end_year=2056 (hard stop; cuts 8y from Asset Register:authorised_export_term_years) | FALSE | FALSE
2033 | measurement_central | lng_canada_phase_1 | LNG Canada Terminal | operating | export | 42.245 | 40.6663 | 1.5787 | 52.9776 | 29.8 | 2025 | 32 | Asset Register:authorised_export_end_year=2056 (hard stop; cuts 8y from Asset Register:authorised_export_term_years) | FALSE | FALSE
2034 | measurement_central | lng_canada_phase_1 | LNG Canada Terminal | operating | export | 42.245 | 40.6663 | 1.5787 | 52.9776 | 29.8 | 2025 | 32 | Asset Register:authorised_export_end_year=2056 (hard stop; cuts 8y from Asset Register:authorised_export_term_years) | FALSE | FALSE
2035 | measurement_central | lng_canada_phase_1 | LNG Canada Terminal | operating | export | 42.245 | 40.6663 | 1.5787 | 52.9776 | 29.8 | 2025 | 32 | Asset Register:authorised_export_end_year=2056 (hard stop; cuts 8y from Asset Register:authorised_export_term_years) | FALSE | FALSE
2036 | measurement_central | lng_canada_phase_1 | LNG Canada Terminal | operating | export | 42.245 | 40.6663 | 1.5787 | 52.9776 | 29.8 | 2025 | 32 | Asset Register:authorised_export_end_year=2056 (hard stop; cuts 8y from Asset Register:authorised_export_term_years) | FALSE | FALSE
2037 | measurement_central | lng_canada_phase_1 | LNG Canada Terminal | operating | export | 42.245 | 40.6663 | 1.5787 | 52.9776 | 29.8 | 2025 | 32 | Asset Register:authorised_export_end_year=2056 (hard stop; cuts 8y from Asset Register:authorised_export_term_years) | FALSE | FALSE
2038 | measurement_central | lng_canada_phase_1 | LNG Canada Terminal | operating | export | 42.245 | 40.6663 | 1.5787 | 52.9776 | 29.8 | 2025 | 32 | Asset Register:authorised_export_end_year=2056 (hard stop; cuts 8y from Asset Register:authorised_export_term_years) | FALSE | FALSE
2039 | measurement_central | lng_canada_phase_1 | LNG Canada Terminal | operating | export | 42.245 | 40.6663 | 1.5787 | 52.9776 | 29.8 | 2025 | 32 | Asset Register:authorised_export_end_year=2056 (hard stop; cuts 8y from Asset Register:authorised_export_term_years) | FALSE | FALSE
2040 | measurement_central | lng_canada_phase_1 | LNG Canada Terminal | operating | export | 42.245 | 40.6663 | 1.5787 | 52.9776 | 29.8 | 2025 | 32 | Asset Register:authorised_export_end_year=2056 (hard stop; cuts 8y from Asset Register:authorised_export_term_years) | FALSE | FALSE
2041 | measurement_central | lng_canada_phase_1 | LNG Canada Terminal | operating | export | 42.245 | 40.6663 | 1.5787 | 52.9776 | 29.8 | 2025 | 32 | Asset Register:authorised_export_end_year=2056 (hard stop; cuts 8y from Asset Register:authorised_export_term_years) | FALSE | FALSE
2042 | measurement_central | lng_canada_phase_1 | LNG Canada Terminal | operating | export | 42.245 | 40.6663 | 1.5787 | 52.9776 | 29.8 | 2025 | 32 | Asset Register:authorised_export_end_year=2056 (hard stop; cuts 8y from Asset Register:authorised_export_term_years) | FALSE | FALSE
2043 | measurement_central | lng_canada_phase_1 | LNG Canada Terminal | operating | export | 42.245 | 40.6663 | 1.5787 | 52.9776 | 29.8 | 2025 | 32 | Asset Register:authorised_export_end_year=2056 (hard stop; cuts 8y from Asset Register:authorised_export_term_years) | FALSE | FALSE
2044 | measurement_central | lng_canada_phase_1 | LNG Canada Terminal | operating | export | 42.245 | 40.6663 | 1.5787 | 52.9776 | 29.8 | 2025 | 32 | Asset Register:authorised_export_end_year=2056 (hard stop; cuts 8y from Asset Register:authorised_export_term_years) | FALSE | FALSE
2045 | measurement_central | lng_canada_phase_1 | LNG Canada Terminal | operating | export | 42.245 | 40.6663 | 1.5787 | 52.9776 | 29.8 | 2025 | 32 | Asset Register:authorised_export_end_year=2056 (hard stop; cuts 8y from Asset Register:authorised_export_term_years) | FALSE | FALSE
2046 | measurement_central | lng_canada_phase_1 | LNG Canada Terminal | operating | export | 42.245 | 40.6663 | 1.5787 | 52.9776 | 29.8 | 2025 | 32 | Asset Register:authorised_export_end_year=2056 (hard stop; cuts 8y from Asset Register:authorised_export_term_years) | FALSE | FALSE
2047 | measurement_central | lng_canada_phase_1 | LNG Canada Terminal | operating | export | 42.245 | 40.6663 | 1.5787 | 52.9776 | 29.8 | 2025 | 32 | Asset Register:authorised_export_end_year=2056 (hard stop; cuts 8y from Asset Register:authorised_export_term_years) | FALSE | FALSE
2048 | measurement_central | lng_canada_phase_1 | LNG Canada Terminal | operating | export | 42.245 | 40.6663 | 1.5787 | 52.9776 | 29.8 | 2025 | 32 | Asset Register:authorised_export_end_year=2056 (hard stop; cuts 8y from Asset Register:authorised_export_term_years) | FALSE | FALSE
2049 | measurement_central | lng_canada_phase_1 | LNG Canada Terminal | operating | export | 42.245 | 40.6663 | 1.5787 | 52.9776 | 29.8 | 2025 | 32 | Asset Register:authorised_export_end_year=2056 (hard stop; cuts 8y from Asset Register:authorised_export_term_years) | FALSE | FALSE
2050 | measurement_central | lng_canada_phase_1 | LNG Canada Terminal | operating | export | 42.245 | 40.6663 | 1.5787 | 52.9776 | 29.8 | 2025 | 32 | Asset Register:authorised_export_end_year=2056 (hard stop; cuts 8y from Asset Register:authorised_export_term_years) | FALSE | FALSE
2051 | measurement_central | lng_canada_phase_1 | LNG Canada Terminal | operating | export | 42.245 | 40.6663 | 1.5787 | 52.9776 | 29.8 | 2025 | 32 | Asset Register:authorised_export_end_year=2056 (hard stop; cuts 8y from Asset Register:authorised_export_term_years) | FALSE | FALSE
2052 | measurement_central | lng_canada_phase_1 | LNG Canada Terminal | operating | export | 42.245 | 40.6663 | 1.5787 | 52.9776 | 29.8 | 2025 | 32 | Asset Register:authorised_export_end_year=2056 (hard stop; cuts 8y from Asset Register:authorised_export_term_years) | FALSE | FALSE
2053 | measurement_central | lng_canada_phase_1 | LNG Canada Terminal | operating | export | 42.245 | 40.6663 | 1.5787 | 52.9776 | 29.8 | 2025 | 32 | Asset Register:authorised_export_end_year=2056 (hard stop; cuts 8y from Asset Register:authorised_export_term_years) | FALSE | FALSE
2054 | measurement_central | lng_canada_phase_1 | LNG Canada Terminal | operating | export | 42.245 | 40.6663 | 1.5787 | 52.9776 | 29.8 | 2025 | 32 | Asset Register:authorised_export_end_year=2056 (hard stop; cuts 8y from Asset Register:authorised_export_term_years) | FALSE | FALSE
2055 | measurement_central | lng_canada_phase_1 | LNG Canada Terminal | operating | export | 42.245 | 40.6663 | 1.5787 | 52.9776 | 29.8 | 2025 | 32 | Asset Register:authorised_export_end_year=2056 (hard stop; cuts 8y from Asset Register:authorised_export_term_years) | FALSE | FALSE
2056 | measurement_central | lng_canada_phase_1 | LNG Canada Terminal | operating | export | 42.245 | 40.6663 | 1.5787 | 52.9776 | 29.8 | 2025 | 32 | Asset Register:authorised_export_end_year=2056 (hard stop; cuts 8y from Asset Register:authorised_export_term_years) | FALSE | FALSE
2028 | measurement_central | cedar_lng | Cedar FLNG Terminal | under_construction | export | 4.686 | 4.5109 | 0.17512 | 5.8765 | 29.8 | 2028 | 39 | Asset Register:authorised_export_end_year=2066 (hard stop; cuts 1y from Asset Register:authorised_export_term_years) | FALSE | FALSE
2029 | measurement_central | cedar_lng | Cedar FLNG Terminal | under_construction | export | 8.2005 | 7.894 | 0.30646 | 10.2839 | 29.8 | 2028 | 39 | Asset Register:authorised_export_end_year=2066 (hard stop; cuts 1y from Asset Register:authorised_export_term_years) | FALSE | FALSE
2030 | measurement_central | cedar_lng | Cedar FLNG Terminal | under_construction | export | 9.8289 | 9.4616 | 0.36731 | 12.326 | 29.8 | 2028 | 39 | Asset Register:authorised_export_end_year=2066 (hard stop; cuts 1y from Asset Register:authorised_export_term_years) | FALSE | FALSE
2031 | measurement_central | cedar_lng | Cedar FLNG Terminal | under_construction | export | 9.8289 | 9.4616 | 0.36731 | 12.326 | 29.8 | 2028 | 39 | Asset Register:authorised_export_end_year=2066 (hard stop; cuts 1y from Asset Register:authorised_export_term_years) | FALSE | FALSE
2032 | measurement_central | cedar_lng | Cedar FLNG Terminal | under_construction | export | 9.8289 | 9.4616 | 0.36731 | 12.326 | 29.8 | 2028 | 39 | Asset Register:authorised_export_end_year=2066 (hard stop; cuts 1y from Asset Register:authorised_export_term_years) | FALSE | FALSE
2033 | measurement_central | cedar_lng | Cedar FLNG Terminal | under_construction | export | 9.8289 | 9.4616 | 0.36731 | 12.326 | 29.8 | 2028 | 39 | Asset Register:authorised_export_end_year=2066 (hard stop; cuts 1y from Asset Register:authorised_export_term_years) | FALSE | FALSE
2034 | measurement_central | cedar_lng | Cedar FLNG Terminal | under_construction | export | 9.8289 | 9.4616 | 0.36731 | 12.326 | 29.8 | 2028 | 39 | Asset Register:authorised_export_end_year=2066 (hard stop; cuts 1y from Asset Register:authorised_export_term_years) | FALSE | FALSE
2035 | measurement_central | cedar_lng | Cedar FLNG Terminal | under_construction | export | 9.8289 | 9.4616 | 0.36731 | 12.326 | 29.8 | 2028 | 39 | Asset Register:authorised_export_end_year=2066 (hard stop; cuts 1y from Asset Register:authorised_export_term_years) | FALSE | FALSE
2036 | measurement_central | cedar_lng | Cedar FLNG Terminal | under_construction | export | 9.8289 | 9.4616 | 0.36731 | 12.326 | 29.8 | 2028 | 39 | Asset Register:authorised_export_end_year=2066 (hard stop; cuts 1y from Asset Register:authorised_export_term_years) | FALSE | FALSE
2037 | measurement_central | cedar_lng | Cedar FLNG Terminal | under_construction | export | 9.8289 | 9.4616 | 0.36731 | 12.326 | 29.8 | 2028 | 39 | Asset Register:authorised_export_end_year=2066 (hard stop; cuts 1y from Asset Register:authorised_export_term_years) | FALSE | FALSE
2038 | measurement_central | cedar_lng | Cedar FLNG Terminal | under_construction | export | 9.8289 | 9.4616 | 0.36731 | 12.326 | 29.8 | 2028 | 39 | Asset Register:authorised_export_end_year=2066 (hard stop; cuts 1y from Asset Register:authorised_export_term_years) | FALSE | FALSE
2039 | measurement_central | cedar_lng | Cedar FLNG Terminal | under_construction | export | 9.8289 | 9.4616 | 0.36731 | 12.326 | 29.8 | 2028 | 39 | Asset Register:authorised_export_end_year=2066 (hard stop; cuts 1y from Asset Register:authorised_export_term_years) | FALSE | FALSE
2040 | measurement_central | cedar_lng | Cedar FLNG Terminal | under_construction | export | 9.8289 | 9.4616 | 0.36731 | 12.326 | 29.8 | 2028 | 39 | Asset Register:authorised_export_end_year=2066 (hard stop; cuts 1y from Asset Register:authorised_export_term_years) | FALSE | FALSE
2041 | measurement_central | cedar_lng | Cedar FLNG Terminal | under_construction | export | 9.8289 | 9.4616 | 0.36731 | 12.326 | 29.8 | 2028 | 39 | Asset Register:authorised_export_end_year=2066 (hard stop; cuts 1y from Asset Register:authorised_export_term_years) | FALSE | FALSE
2042 | measurement_central | cedar_lng | Cedar FLNG Terminal | under_construction | export | 9.8289 | 9.4616 | 0.36731 | 12.326 | 29.8 | 2028 | 39 | Asset Register:authorised_export_end_year=2066 (hard stop; cuts 1y from Asset Register:authorised_export_term_years) | FALSE | FALSE
2043 | measurement_central | cedar_lng | Cedar FLNG Terminal | under_construction | export | 9.8289 | 9.4616 | 0.36731 | 12.326 | 29.8 | 2028 | 39 | Asset Register:authorised_export_end_year=2066 (hard stop; cuts 1y from Asset Register:authorised_export_term_years) | FALSE | FALSE
2044 | measurement_central | cedar_lng | Cedar FLNG Terminal | under_construction | export | 9.8289 | 9.4616 | 0.36731 | 12.326 | 29.8 | 2028 | 39 | Asset Register:authorised_export_end_year=2066 (hard stop; cuts 1y from Asset Register:authorised_export_term_years) | FALSE | FALSE
2045 | measurement_central | cedar_lng | Cedar FLNG Terminal | under_construction | export | 9.8289 | 9.4616 | 0.36731 | 12.326 | 29.8 | 2028 | 39 | Asset Register:authorised_export_end_year=2066 (hard stop; cuts 1y from Asset Register:authorised_export_term_years) | FALSE | FALSE
2046 | measurement_central | cedar_lng | Cedar FLNG Terminal | under_construction | export | 9.8289 | 9.4616 | 0.36731 | 12.326 | 29.8 | 2028 | 39 | Asset Register:authorised_export_end_year=2066 (hard stop; cuts 1y from Asset Register:authorised_export_term_years) | FALSE | FALSE
2047 | measurement_central | cedar_lng | Cedar FLNG Terminal | under_construction | export | 9.8289 | 9.4616 | 0.36731 | 12.326 | 29.8 | 2028 | 39 | Asset Register:authorised_export_end_year=2066 (hard stop; cuts 1y from Asset Register:authorised_export_term_years) | FALSE | FALSE
2048 | measurement_central | cedar_lng | Cedar FLNG Terminal | under_construction | export | 9.8289 | 9.4616 | 0.36731 | 12.326 | 29.8 | 2028 | 39 | Asset Register:authorised_export_end_year=2066 (hard stop; cuts 1y from Asset Register:authorised_export_term_years) | FALSE | FALSE
2049 | measurement_central | cedar_lng | Cedar FLNG Terminal | under_construction | export | 9.8289 | 9.4616 | 0.36731 | 12.326 | 29.8 | 2028 | 39 | Asset Register:authorised_export_end_year=2066 (hard stop; cuts 1y from Asset Register:authorised_export_term_years) | FALSE | FALSE
2050 | measurement_central | cedar_lng | Cedar FLNG Terminal | under_construction | export | 9.8289 | 9.4616 | 0.36731 | 12.326 | 29.8 | 2028 | 39 | Asset Register:authorised_export_end_year=2066 (hard stop; cuts 1y from Asset Register:authorised_export_term_years) | FALSE | FALSE
2051 | measurement_central | cedar_lng | Cedar FLNG Terminal | under_construction | export | 9.8289 | 9.4616 | 0.36731 | 12.326 | 29.8 | 2028 | 39 | Asset Register:authorised_export_end_year=2066 (hard stop; cuts 1y from Asset Register:authorised_export_term_years) | FALSE | FALSE
2052 | measurement_central | cedar_lng | Cedar FLNG Terminal | under_construction | export | 9.8289 | 9.4616 | 0.36731 | 12.326 | 29.8 | 2028 | 39 | Asset Register:authorised_export_end_year=2066 (hard stop; cuts 1y from Asset Register:authorised_export_term_years) | FALSE | FALSE
2053 | measurement_central | cedar_lng | Cedar FLNG Terminal | under_construction | export | 9.8289 | 9.4616 | 0.36731 | 12.326 | 29.8 | 2028 | 39 | Asset Register:authorised_export_end_year=2066 (hard stop; cuts 1y from Asset Register:authorised_export_term_years) | FALSE | FALSE
2054 | measurement_central | cedar_lng | Cedar FLNG Terminal | under_construction | export | 9.8289 | 9.4616 | 0.36731 | 12.326 | 29.8 | 2028 | 39 | Asset Register:authorised_export_end_year=2066 (hard stop; cuts 1y from Asset Register:authorised_export_term_years) | FALSE | FALSE
2055 | measurement_central | cedar_lng | Cedar FLNG Terminal | under_construction | export | 9.8289 | 9.4616 | 0.36731 | 12.326 | 29.8 | 2028 | 39 | Asset Register:authorised_export_end_year=2066 (hard stop; cuts 1y from Asset Register:authorised_export_term_years) | FALSE | FALSE
2056 | measurement_central | cedar_lng | Cedar FLNG Terminal | under_construction | export | 9.8289 | 9.4616 | 0.36731 | 12.326 | 29.8 | 2028 | 39 | Asset Register:authorised_export_end_year=2066 (hard stop; cuts 1y from Asset Register:authorised_export_term_years) | FALSE | FALSE
2057 | measurement_central | cedar_lng | Cedar FLNG Terminal | under_construction | export | 9.8289 | 9.4616 | 0.36731 | 12.326 | 29.8 | 2028 | 39 | Asset Register:authorised_export_end_year=2066 (hard stop; cuts 1y from Asset Register:authorised_export_term_years) | FALSE | FALSE
2058 | measurement_central | cedar_lng | Cedar FLNG Terminal | under_construction | export | 9.8289 | 9.4616 | 0.36731 | 12.326 | 29.8 | 2028 | 39 | Asset Register:authorised_export_end_year=2066 (hard stop; cuts 1y from Asset Register:authorised_export_term_years) | FALSE | FALSE
2059 | measurement_central | cedar_lng | Cedar FLNG Terminal | under_construction | export | 9.8289 | 9.4616 | 0.36731 | 12.326 | 29.8 | 2028 | 39 | Asset Register:authorised_export_end_year=2066 (hard stop; cuts 1y from Asset Register:authorised_export_term_years) | FALSE | FALSE
2060 | measurement_central | cedar_lng | Cedar FLNG Terminal | under_construction | export | 9.8289 | 9.4616 | 0.36731 | 12.326 | 29.8 | 2028 | 39 | Asset Register:authorised_export_end_year=2066 (hard stop; cuts 1y from Asset Register:authorised_export_term_years) | FALSE | FALSE
2061 | measurement_central | cedar_lng | Cedar FLNG Terminal | under_construction | export | 9.8289 | 9.4616 | 0.36731 | 12.326 | 29.8 | 2028 | 39 | Asset Register:authorised_export_end_year=2066 (hard stop; cuts 1y from Asset Register:authorised_export_term_years) | FALSE | FALSE
2062 | measurement_central | cedar_lng | Cedar FLNG Terminal | under_construction | export | 9.8289 | 9.4616 | 0.36731 | 12.326 | 29.8 | 2028 | 39 | Asset Register:authorised_export_end_year=2066 (hard stop; cuts 1y from Asset Register:authorised_export_term_years) | FALSE | FALSE
2063 | measurement_central | cedar_lng | Cedar FLNG Terminal | under_construction | export | 9.8289 | 9.4616 | 0.36731 | 12.326 | 29.8 | 2028 | 39 | Asset Register:authorised_export_end_year=2066 (hard stop; cuts 1y from Asset Register:authorised_export_term_years) | FALSE | FALSE
2064 | measurement_central | cedar_lng | Cedar FLNG Terminal | under_construction | export | 9.8289 | 9.4616 | 0.36731 | 12.326 | 29.8 | 2028 | 39 | Asset Register:authorised_export_end_year=2066 (hard stop; cuts 1y from Asset Register:authorised_export_term_years) | FALSE | FALSE
2065 | measurement_central | cedar_lng | Cedar FLNG Terminal | under_construction | export | 9.8289 | 9.4616 | 0.36731 | 12.326 | 29.8 | 2028 | 39 | Asset Register:authorised_export_end_year=2066 (hard stop; cuts 1y from Asset Register:authorised_export_term_years) | FALSE | FALSE
2066 | measurement_central | cedar_lng | Cedar FLNG Terminal | under_construction | export | 9.8289 | 9.4616 | 0.36731 | 12.326 | 29.8 | 2028 | 39 | Asset Register:authorised_export_end_year=2066 (hard stop; cuts 1y from Asset Register:authorised_export_term_years) | FALSE | FALSE
2028 | measurement_central | woodfibre_lng | Woodfibre LNG Terminal | under_construction | export | 2.982 | 2.8706 | 0.11144 | 3.7396 | 29.8 | 2028 | 30 | Asset Register:authorised_export_end_year=2057 (hard stop; cuts 10y from Asset Register:authorised_export_term_years) | FALSE | FALSE
2029 | measurement_central | woodfibre_lng | Woodfibre LNG Terminal | under_construction | export | 5.2185 | 5.0235 | 0.19502 | 6.5443 | 29.8 | 2028 | 30 | Asset Register:authorised_export_end_year=2057 (hard stop; cuts 10y from Asset Register:authorised_export_term_years) | FALSE | FALSE
2030 | measurement_central | woodfibre_lng | Woodfibre LNG Terminal | under_construction | export | 6.2547 | 6.021 | 0.23375 | 7.8438 | 29.8 | 2028 | 30 | Asset Register:authorised_export_end_year=2057 (hard stop; cuts 10y from Asset Register:authorised_export_term_years) | FALSE | FALSE
2031 | measurement_central | woodfibre_lng | Woodfibre LNG Terminal | under_construction | export | 6.2547 | 6.021 | 0.23375 | 7.8438 | 29.8 | 2028 | 30 | Asset Register:authorised_export_end_year=2057 (hard stop; cuts 10y from Asset Register:authorised_export_term_years) | FALSE | FALSE
2032 | measurement_central | woodfibre_lng | Woodfibre LNG Terminal | under_construction | export | 6.2547 | 6.021 | 0.23375 | 7.8438 | 29.8 | 2028 | 30 | Asset Register:authorised_export_end_year=2057 (hard stop; cuts 10y from Asset Register:authorised_export_term_years) | FALSE | FALSE
2033 | measurement_central | woodfibre_lng | Woodfibre LNG Terminal | under_construction | export | 6.2547 | 6.021 | 0.23375 | 7.8438 | 29.8 | 2028 | 30 | Asset Register:authorised_export_end_year=2057 (hard stop; cuts 10y from Asset Register:authorised_export_term_years) | FALSE | FALSE
2034 | measurement_central | woodfibre_lng | Woodfibre LNG Terminal | under_construction | export | 6.2547 | 6.021 | 0.23375 | 7.8438 | 29.8 | 2028 | 30 | Asset Register:authorised_export_end_year=2057 (hard stop; cuts 10y from Asset Register:authorised_export_term_years) | FALSE | FALSE
2035 | measurement_central | woodfibre_lng | Woodfibre LNG Terminal | under_construction | export | 6.2547 | 6.021 | 0.23375 | 7.8438 | 29.8 | 2028 | 30 | Asset Register:authorised_export_end_year=2057 (hard stop; cuts 10y from Asset Register:authorised_export_term_years) | FALSE | FALSE
2036 | measurement_central | woodfibre_lng | Woodfibre LNG Terminal | under_construction | export | 6.2547 | 6.021 | 0.23375 | 7.8438 | 29.8 | 2028 | 30 | Asset Register:authorised_export_end_year=2057 (hard stop; cuts 10y from Asset Register:authorised_export_term_years) | FALSE | FALSE
2037 | measurement_central | woodfibre_lng | Woodfibre LNG Terminal | under_construction | export | 6.2547 | 6.021 | 0.23375 | 7.8438 | 29.8 | 2028 | 30 | Asset Register:authorised_export_end_year=2057 (hard stop; cuts 10y from Asset Register:authorised_export_term_years) | FALSE | FALSE
2038 | measurement_central | woodfibre_lng | Woodfibre LNG Terminal | under_construction | export | 6.2547 | 6.021 | 0.23375 | 7.8438 | 29.8 | 2028 | 30 | Asset Register:authorised_export_end_year=2057 (hard stop; cuts 10y from Asset Register:authorised_export_term_years) | FALSE | FALSE
2039 | measurement_central | woodfibre_lng | Woodfibre LNG Terminal | under_construction | export | 6.2547 | 6.021 | 0.23375 | 7.8438 | 29.8 | 2028 | 30 | Asset Register:authorised_export_end_year=2057 (hard stop; cuts 10y from Asset Register:authorised_export_term_years) | FALSE | FALSE
2040 | measurement_central | woodfibre_lng | Woodfibre LNG Terminal | under_construction | export | 6.2547 | 6.021 | 0.23375 | 7.8438 | 29.8 | 2028 | 30 | Asset Register:authorised_export_end_year=2057 (hard stop; cuts 10y from Asset Register:authorised_export_term_years) | FALSE | FALSE
2041 | measurement_central | woodfibre_lng | Woodfibre LNG Terminal | under_construction | export | 6.2547 | 6.021 | 0.23375 | 7.8438 | 29.8 | 2028 | 30 | Asset Register:authorised_export_end_year=2057 (hard stop; cuts 10y from Asset Register:authorised_export_term_years) | FALSE | FALSE
2042 | measurement_central | woodfibre_lng | Woodfibre LNG Terminal | under_construction | export | 6.2547 | 6.021 | 0.23375 | 7.8438 | 29.8 | 2028 | 30 | Asset Register:authorised_export_end_year=2057 (hard stop; cuts 10y from Asset Register:authorised_export_term_years) | FALSE | FALSE
2043 | measurement_central | woodfibre_lng | Woodfibre LNG Terminal | under_construction | export | 6.2547 | 6.021 | 0.23375 | 7.8438 | 29.8 | 2028 | 30 | Asset Register:authorised_export_end_year=2057 (hard stop; cuts 10y from Asset Register:authorised_export_term_years) | FALSE | FALSE
2044 | measurement_central | woodfibre_lng | Woodfibre LNG Terminal | under_construction | export | 6.2547 | 6.021 | 0.23375 | 7.8438 | 29.8 | 2028 | 30 | Asset Register:authorised_export_end_year=2057 (hard stop; cuts 10y from Asset Register:authorised_export_term_years) | FALSE | FALSE
2045 | measurement_central | woodfibre_lng | Woodfibre LNG Terminal | under_construction | export | 6.2547 | 6.021 | 0.23375 | 7.8438 | 29.8 | 2028 | 30 | Asset Register:authorised_export_end_year=2057 (hard stop; cuts 10y from Asset Register:authorised_export_term_years) | FALSE | FALSE
2046 | measurement_central | woodfibre_lng | Woodfibre LNG Terminal | under_construction | export | 6.2547 | 6.021 | 0.23375 | 7.8438 | 29.8 | 2028 | 30 | Asset Register:authorised_export_end_year=2057 (hard stop; cuts 10y from Asset Register:authorised_export_term_years) | FALSE | FALSE
2047 | measurement_central | woodfibre_lng | Woodfibre LNG Terminal | under_construction | export | 6.2547 | 6.021 | 0.23375 | 7.8438 | 29.8 | 2028 | 30 | Asset Register:authorised_export_end_year=2057 (hard stop; cuts 10y from Asset Register:authorised_export_term_years) | FALSE | FALSE
2048 | measurement_central | woodfibre_lng | Woodfibre LNG Terminal | under_construction | export | 6.2547 | 6.021 | 0.23375 | 7.8438 | 29.8 | 2028 | 30 | Asset Register:authorised_export_end_year=2057 (hard stop; cuts 10y from Asset Register:authorised_export_term_years) | FALSE | FALSE
2049 | measurement_central | woodfibre_lng | Woodfibre LNG Terminal | under_construction | export | 6.2547 | 6.021 | 0.23375 | 7.8438 | 29.8 | 2028 | 30 | Asset Register:authorised_export_end_year=2057 (hard stop; cuts 10y from Asset Register:authorised_export_term_years) | FALSE | FALSE
2050 | measurement_central | woodfibre_lng | Woodfibre LNG Terminal | under_construction | export | 6.2547 | 6.021 | 0.23375 | 7.8438 | 29.8 | 2028 | 30 | Asset Register:authorised_export_end_year=2057 (hard stop; cuts 10y from Asset Register:authorised_export_term_years) | FALSE | FALSE
2051 | measurement_central | woodfibre_lng | Woodfibre LNG Terminal | under_construction | export | 6.2547 | 6.021 | 0.23375 | 7.8438 | 29.8 | 2028 | 30 | Asset Register:authorised_export_end_year=2057 (hard stop; cuts 10y from Asset Register:authorised_export_term_years) | FALSE | FALSE
2052 | measurement_central | woodfibre_lng | Woodfibre LNG Terminal | under_construction | export | 6.2547 | 6.021 | 0.23375 | 7.8438 | 29.8 | 2028 | 30 | Asset Register:authorised_export_end_year=2057 (hard stop; cuts 10y from Asset Register:authorised_export_term_years) | FALSE | FALSE
2053 | measurement_central | woodfibre_lng | Woodfibre LNG Terminal | under_construction | export | 6.2547 | 6.021 | 0.23375 | 7.8438 | 29.8 | 2028 | 30 | Asset Register:authorised_export_end_year=2057 (hard stop; cuts 10y from Asset Register:authorised_export_term_years) | FALSE | FALSE
2054 | measurement_central | woodfibre_lng | Woodfibre LNG Terminal | under_construction | export | 6.2547 | 6.021 | 0.23375 | 7.8438 | 29.8 | 2028 | 30 | Asset Register:authorised_export_end_year=2057 (hard stop; cuts 10y from Asset Register:authorised_export_term_years) | FALSE | FALSE
2055 | measurement_central | woodfibre_lng | Woodfibre LNG Terminal | under_construction | export | 6.2547 | 6.021 | 0.23375 | 7.8438 | 29.8 | 2028 | 30 | Asset Register:authorised_export_end_year=2057 (hard stop; cuts 10y from Asset Register:authorised_export_term_years) | FALSE | FALSE
2056 | measurement_central | woodfibre_lng | Woodfibre LNG Terminal | under_construction | export | 6.2547 | 6.021 | 0.23375 | 7.8438 | 29.8 | 2028 | 30 | Asset Register:authorised_export_end_year=2057 (hard stop; cuts 10y from Asset Register:authorised_export_term_years) | FALSE | FALSE
2057 | measurement_central | woodfibre_lng | Woodfibre LNG Terminal | under_construction | export | 6.2547 | 6.021 | 0.23375 | 7.8438 | 29.8 | 2028 | 30 | Asset Register:authorised_export_end_year=2057 (hard stop; cuts 10y from Asset Register:authorised_export_term_years) | FALSE | FALSE
2035 | measurement_central | lng_canada_phase_2 | LNG Canada Terminal | proposed | export | 19.88 | 19.1371 | 0.74293 | 24.9306 | 29.8 | 2030 | 27 | Asset Register:authorised_export_end_year=2056 (hard stop; cuts 13y from Asset Register:authorised_export_term_years) | FALSE | FALSE
2036 | measurement_central | lng_canada_phase_2 | LNG Canada Terminal | proposed | export | 34.79 | 33.4899 | 1.3001 | 43.6286 | 29.8 | 2030 | 27 | Asset Register:authorised_export_end_year=2056 (hard stop; cuts 13y from Asset Register:authorised_export_term_years) | FALSE | FALSE
2037 | measurement_central | lng_canada_phase_2 | LNG Canada Terminal | proposed | export | 41.6983 | 40.14 | 1.5583 | 52.292 | 29.8 | 2030 | 27 | Asset Register:authorised_export_end_year=2056 (hard stop; cuts 13y from Asset Register:authorised_export_term_years) | FALSE | FALSE
2038 | measurement_central | lng_canada_phase_2 | LNG Canada Terminal | proposed | export | 41.6983 | 40.14 | 1.5583 | 52.292 | 29.8 | 2030 | 27 | Asset Register:authorised_export_end_year=2056 (hard stop; cuts 13y from Asset Register:authorised_export_term_years) | FALSE | FALSE
2039 | measurement_central | lng_canada_phase_2 | LNG Canada Terminal | proposed | export | 41.6983 | 40.14 | 1.5583 | 52.292 | 29.8 | 2030 | 27 | Asset Register:authorised_export_end_year=2056 (hard stop; cuts 13y from Asset Register:authorised_export_term_years) | FALSE | FALSE
2040 | measurement_central | lng_canada_phase_2 | LNG Canada Terminal | proposed | export | 41.6983 | 40.14 | 1.5583 | 52.292 | 29.8 | 2030 | 27 | Asset Register:authorised_export_end_year=2056 (hard stop; cuts 13y from Asset Register:authorised_export_term_years) | FALSE | FALSE
2041 | measurement_central | lng_canada_phase_2 | LNG Canada Terminal | proposed | export | 41.6983 | 40.14 | 1.5583 | 52.292 | 29.8 | 2030 | 27 | Asset Register:authorised_export_end_year=2056 (hard stop; cuts 13y from Asset Register:authorised_export_term_years) | FALSE | FALSE
2042 | measurement_central | lng_canada_phase_2 | LNG Canada Terminal | proposed | export | 41.6983 | 40.14 | 1.5583 | 52.292 | 29.8 | 2030 | 27 | Asset Register:authorised_export_end_year=2056 (hard stop; cuts 13y from Asset Register:authorised_export_term_years) | FALSE | FALSE
2043 | measurement_central | lng_canada_phase_2 | LNG Canada Terminal | proposed | export | 41.6983 | 40.14 | 1.5583 | 52.292 | 29.8 | 2030 | 27 | Asset Register:authorised_export_end_year=2056 (hard stop; cuts 13y from Asset Register:authorised_export_term_years) | FALSE | FALSE
2044 | measurement_central | lng_canada_phase_2 | LNG Canada Terminal | proposed | export | 41.6983 | 40.14 | 1.5583 | 52.292 | 29.8 | 2030 | 27 | Asset Register:authorised_export_end_year=2056 (hard stop; cuts 13y from Asset Register:authorised_export_term_years) | FALSE | FALSE
2045 | measurement_central | lng_canada_phase_2 | LNG Canada Terminal | proposed | export | 41.6983 | 40.14 | 1.5583 | 52.292 | 29.8 | 2030 | 27 | Asset Register:authorised_export_end_year=2056 (hard stop; cuts 13y from Asset Register:authorised_export_term_years) | FALSE | FALSE
2046 | measurement_central | lng_canada_phase_2 | LNG Canada Terminal | proposed | export | 41.6983 | 40.14 | 1.5583 | 52.292 | 29.8 | 2030 | 27 | Asset Register:authorised_export_end_year=2056 (hard stop; cuts 13y from Asset Register:authorised_export_term_years) | FALSE | FALSE
2047 | measurement_central | lng_canada_phase_2 | LNG Canada Terminal | proposed | export | 41.6983 | 40.14 | 1.5583 | 52.292 | 29.8 | 2030 | 27 | Asset Register:authorised_export_end_year=2056 (hard stop; cuts 13y from Asset Register:authorised_export_term_years) | FALSE | FALSE
2048 | measurement_central | lng_canada_phase_2 | LNG Canada Terminal | proposed | export | 41.6983 | 40.14 | 1.5583 | 52.292 | 29.8 | 2030 | 27 | Asset Register:authorised_export_end_year=2056 (hard stop; cuts 13y from Asset Register:authorised_export_term_years) | FALSE | FALSE
2049 | measurement_central | lng_canada_phase_2 | LNG Canada Terminal | proposed | export | 41.6983 | 40.14 | 1.5583 | 52.292 | 29.8 | 2030 | 27 | Asset Register:authorised_export_end_year=2056 (hard stop; cuts 13y from Asset Register:authorised_export_term_years) | FALSE | FALSE
2050 | measurement_central | lng_canada_phase_2 | LNG Canada Terminal | proposed | export | 41.6983 | 40.14 | 1.5583 | 52.292 | 29.8 | 2030 | 27 | Asset Register:authorised_export_end_year=2056 (hard stop; cuts 13y from Asset Register:authorised_export_term_years) | FALSE | FALSE
2051 | measurement_central | lng_canada_phase_2 | LNG Canada Terminal | proposed | export | 41.6983 | 40.14 | 1.5583 | 52.292 | 29.8 | 2030 | 27 | Asset Register:authorised_export_end_year=2056 (hard stop; cuts 13y from Asset Register:authorised_export_term_years) | FALSE | FALSE
2052 | measurement_central | lng_canada_phase_2 | LNG Canada Terminal | proposed | export | 41.6983 | 40.14 | 1.5583 | 52.292 | 29.8 | 2030 | 27 | Asset Register:authorised_export_end_year=2056 (hard stop; cuts 13y from Asset Register:authorised_export_term_years) | FALSE | FALSE
2053 | measurement_central | lng_canada_phase_2 | LNG Canada Terminal | proposed | export | 41.6983 | 40.14 | 1.5583 | 52.292 | 29.8 | 2030 | 27 | Asset Register:authorised_export_end_year=2056 (hard stop; cuts 13y from Asset Register:authorised_export_term_years) | FALSE | FALSE
2054 | measurement_central | lng_canada_phase_2 | LNG Canada Terminal | proposed | export | 41.6983 | 40.14 | 1.5583 | 52.292 | 29.8 | 2030 | 27 | Asset Register:authorised_export_end_year=2056 (hard stop; cuts 13y from Asset Register:authorised_export_term_years) | FALSE | FALSE
2055 | measurement_central | lng_canada_phase_2 | LNG Canada Terminal | proposed | export | 41.6983 | 40.14 | 1.5583 | 52.292 | 29.8 | 2030 | 27 | Asset Register:authorised_export_end_year=2056 (hard stop; cuts 13y from Asset Register:authorised_export_term_years) | FALSE | FALSE
2056 | measurement_central | lng_canada_phase_2 | LNG Canada Terminal | proposed | export | 41.6983 | 40.14 | 1.5583 | 52.292 | 29.8 | 2030 | 27 | Asset Register:authorised_export_end_year=2056 (hard stop; cuts 13y from Asset Register:authorised_export_term_years) | FALSE | FALSE
2034 | measurement_central | ksi_lisims_lng | Ksi Lisims FLNG Terminal | proposed | export | 17.04 | 16.4032 | 0.6368 | 21.3691 | 29.8 | 2029 | 35 | Asset Register:authorised_export_end_year=2063 (hard stop; cuts 5y from Asset Register:authorised_export_term_years) | FALSE | FALSE
2035 | measurement_central | ksi_lisims_lng | Ksi Lisims FLNG Terminal | proposed | export | 29.82 | 28.7056 | 1.1144 | 37.396 | 29.8 | 2029 | 35 | Asset Register:authorised_export_end_year=2063 (hard stop; cuts 5y from Asset Register:authorised_export_term_years) | FALSE | FALSE
2036 | measurement_central | ksi_lisims_lng | Ksi Lisims FLNG Terminal | proposed | export | 35.7414 | 34.4057 | 1.3357 | 44.8217 | 29.8 | 2029 | 35 | Asset Register:authorised_export_end_year=2063 (hard stop; cuts 5y from Asset Register:authorised_export_term_years) | FALSE | FALSE
2037 | measurement_central | ksi_lisims_lng | Ksi Lisims FLNG Terminal | proposed | export | 35.7414 | 34.4057 | 1.3357 | 44.8217 | 29.8 | 2029 | 35 | Asset Register:authorised_export_end_year=2063 (hard stop; cuts 5y from Asset Register:authorised_export_term_years) | FALSE | FALSE
2038 | measurement_central | ksi_lisims_lng | Ksi Lisims FLNG Terminal | proposed | export | 35.7414 | 34.4057 | 1.3357 | 44.8217 | 29.8 | 2029 | 35 | Asset Register:authorised_export_end_year=2063 (hard stop; cuts 5y from Asset Register:authorised_export_term_years) | FALSE | FALSE
2039 | measurement_central | ksi_lisims_lng | Ksi Lisims FLNG Terminal | proposed | export | 35.7414 | 34.4057 | 1.3357 | 44.8217 | 29.8 | 2029 | 35 | Asset Register:authorised_export_end_year=2063 (hard stop; cuts 5y from Asset Register:authorised_export_term_years) | FALSE | FALSE
2040 | measurement_central | ksi_lisims_lng | Ksi Lisims FLNG Terminal | proposed | export | 35.7414 | 34.4057 | 1.3357 | 44.8217 | 29.8 | 2029 | 35 | Asset Register:authorised_export_end_year=2063 (hard stop; cuts 5y from Asset Register:authorised_export_term_years) | FALSE | FALSE
2041 | measurement_central | ksi_lisims_lng | Ksi Lisims FLNG Terminal | proposed | export | 35.7414 | 34.4057 | 1.3357 | 44.8217 | 29.8 | 2029 | 35 | Asset Register:authorised_export_end_year=2063 (hard stop; cuts 5y from Asset Register:authorised_export_term_years) | FALSE | FALSE
2042 | measurement_central | ksi_lisims_lng | Ksi Lisims FLNG Terminal | proposed | export | 35.7414 | 34.4057 | 1.3357 | 44.8217 | 29.8 | 2029 | 35 | Asset Register:authorised_export_end_year=2063 (hard stop; cuts 5y from Asset Register:authorised_export_term_years) | FALSE | FALSE
2043 | measurement_central | ksi_lisims_lng | Ksi Lisims FLNG Terminal | proposed | export | 35.7414 | 34.4057 | 1.3357 | 44.8217 | 29.8 | 2029 | 35 | Asset Register:authorised_export_end_year=2063 (hard stop; cuts 5y from Asset Register:authorised_export_term_years) | FALSE | FALSE
2044 | measurement_central | ksi_lisims_lng | Ksi Lisims FLNG Terminal | proposed | export | 35.7414 | 34.4057 | 1.3357 | 44.8217 | 29.8 | 2029 | 35 | Asset Register:authorised_export_end_year=2063 (hard stop; cuts 5y from Asset Register:authorised_export_term_years) | FALSE | FALSE
2045 | measurement_central | ksi_lisims_lng | Ksi Lisims FLNG Terminal | proposed | export | 35.7414 | 34.4057 | 1.3357 | 44.8217 | 29.8 | 2029 | 35 | Asset Register:authorised_export_end_year=2063 (hard stop; cuts 5y from Asset Register:authorised_export_term_years) | FALSE | FALSE
2046 | measurement_central | ksi_lisims_lng | Ksi Lisims FLNG Terminal | proposed | export | 35.7414 | 34.4057 | 1.3357 | 44.8217 | 29.8 | 2029 | 35 | Asset Register:authorised_export_end_year=2063 (hard stop; cuts 5y from Asset Register:authorised_export_term_years) | FALSE | FALSE
2047 | measurement_central | ksi_lisims_lng | Ksi Lisims FLNG Terminal | proposed | export | 35.7414 | 34.4057 | 1.3357 | 44.8217 | 29.8 | 2029 | 35 | Asset Register:authorised_export_end_year=2063 (hard stop; cuts 5y from Asset Register:authorised_export_term_years) | FALSE | FALSE
2048 | measurement_central | ksi_lisims_lng | Ksi Lisims FLNG Terminal | proposed | export | 35.7414 | 34.4057 | 1.3357 | 44.8217 | 29.8 | 2029 | 35 | Asset Register:authorised_export_end_year=2063 (hard stop; cuts 5y from Asset Register:authorised_export_term_years) | FALSE | FALSE
2049 | measurement_central | ksi_lisims_lng | Ksi Lisims FLNG Terminal | proposed | export | 35.7414 | 34.4057 | 1.3357 | 44.8217 | 29.8 | 2029 | 35 | Asset Register:authorised_export_end_year=2063 (hard stop; cuts 5y from Asset Register:authorised_export_term_years) | FALSE | FALSE
2050 | measurement_central | ksi_lisims_lng | Ksi Lisims FLNG Terminal | proposed | export | 35.7414 | 34.4057 | 1.3357 | 44.8217 | 29.8 | 2029 | 35 | Asset Register:authorised_export_end_year=2063 (hard stop; cuts 5y from Asset Register:authorised_export_term_years) | FALSE | FALSE
2051 | measurement_central | ksi_lisims_lng | Ksi Lisims FLNG Terminal | proposed | export | 35.7414 | 34.4057 | 1.3357 | 44.8217 | 29.8 | 2029 | 35 | Asset Register:authorised_export_end_year=2063 (hard stop; cuts 5y from Asset Register:authorised_export_term_years) | FALSE | FALSE
2052 | measurement_central | ksi_lisims_lng | Ksi Lisims FLNG Terminal | proposed | export | 35.7414 | 34.4057 | 1.3357 | 44.8217 | 29.8 | 2029 | 35 | Asset Register:authorised_export_end_year=2063 (hard stop; cuts 5y from Asset Register:authorised_export_term_years) | FALSE | FALSE
2053 | measurement_central | ksi_lisims_lng | Ksi Lisims FLNG Terminal | proposed | export | 35.7414 | 34.4057 | 1.3357 | 44.8217 | 29.8 | 2029 | 35 | Asset Register:authorised_export_end_year=2063 (hard stop; cuts 5y from Asset Register:authorised_export_term_years) | FALSE | FALSE
2054 | measurement_central | ksi_lisims_lng | Ksi Lisims FLNG Terminal | proposed | export | 35.7414 | 34.4057 | 1.3357 | 44.8217 | 29.8 | 2029 | 35 | Asset Register:authorised_export_end_year=2063 (hard stop; cuts 5y from Asset Register:authorised_export_term_years) | FALSE | FALSE
2055 | measurement_central | ksi_lisims_lng | Ksi Lisims FLNG Terminal | proposed | export | 35.7414 | 34.4057 | 1.3357 | 44.8217 | 29.8 | 2029 | 35 | Asset Register:authorised_export_end_year=2063 (hard stop; cuts 5y from Asset Register:authorised_export_term_years) | FALSE | FALSE
2056 | measurement_central | ksi_lisims_lng | Ksi Lisims FLNG Terminal | proposed | export | 35.7414 | 34.4057 | 1.3357 | 44.8217 | 29.8 | 2029 | 35 | Asset Register:authorised_export_end_year=2063 (hard stop; cuts 5y from Asset Register:authorised_export_term_years) | FALSE | FALSE
2057 | measurement_central | ksi_lisims_lng | Ksi Lisims FLNG Terminal | proposed | export | 35.7414 | 34.4057 | 1.3357 | 44.8217 | 29.8 | 2029 | 35 | Asset Register:authorised_export_end_year=2063 (hard stop; cuts 5y from Asset Register:authorised_export_term_years) | FALSE | FALSE
2058 | measurement_central | ksi_lisims_lng | Ksi Lisims FLNG Terminal | proposed | export | 35.7414 | 34.4057 | 1.3357 | 44.8217 | 29.8 | 2029 | 35 | Asset Register:authorised_export_end_year=2063 (hard stop; cuts 5y from Asset Register:authorised_export_term_years) | FALSE | FALSE
2059 | measurement_central | ksi_lisims_lng | Ksi Lisims FLNG Terminal | proposed | export | 35.7414 | 34.4057 | 1.3357 | 44.8217 | 29.8 | 2029 | 35 | Asset Register:authorised_export_end_year=2063 (hard stop; cuts 5y from Asset Register:authorised_export_term_years) | FALSE | FALSE
2060 | measurement_central | ksi_lisims_lng | Ksi Lisims FLNG Terminal | proposed | export | 35.7414 | 34.4057 | 1.3357 | 44.8217 | 29.8 | 2029 | 35 | Asset Register:authorised_export_end_year=2063 (hard stop; cuts 5y from Asset Register:authorised_export_term_years) | FALSE | FALSE
2061 | measurement_central | ksi_lisims_lng | Ksi Lisims FLNG Terminal | proposed | export | 35.7414 | 34.4057 | 1.3357 | 44.8217 | 29.8 | 2029 | 35 | Asset Register:authorised_export_end_year=2063 (hard stop; cuts 5y from Asset Register:authorised_export_term_years) | FALSE | FALSE
2062 | measurement_central | ksi_lisims_lng | Ksi Lisims FLNG Terminal | proposed | export | 35.7414 | 34.4057 | 1.3357 | 44.8217 | 29.8 | 2029 | 35 | Asset Register:authorised_export_end_year=2063 (hard stop; cuts 5y from Asset Register:authorised_export_term_years) | FALSE | FALSE
2063 | measurement_central | ksi_lisims_lng | Ksi Lisims FLNG Terminal | proposed | export | 35.7414 | 34.4057 | 1.3357 | 44.8217 | 29.8 | 2029 | 35 | Asset Register:authorised_export_end_year=2063 (hard stop; cuts 5y from Asset Register:authorised_export_term_years) | FALSE | FALSE
2035 | measurement_central | marinvest_baie_comeau | Kino Aski LNG (formerly Marinvest Energy, Baie-Comeau) | proposed | export | 21.3 | 20.504 | 0.796 | 26.7114 | 29.8 | 2030 | 40 | Parameters:lifecycle_years_default | TRUE | FALSE
2036 | measurement_central | marinvest_baie_comeau | Kino Aski LNG (formerly Marinvest Energy, Baie-Comeau) | proposed | export | 37.275 | 35.882 | 1.393 | 46.745 | 29.8 | 2030 | 40 | Parameters:lifecycle_years_default | TRUE | FALSE
2037 | measurement_central | marinvest_baie_comeau | Kino Aski LNG (formerly Marinvest Energy, Baie-Comeau) | proposed | export | 44.6767 | 43.0071 | 1.6696 | 56.0272 | 29.8 | 2030 | 40 | Parameters:lifecycle_years_default | TRUE | FALSE
2038 | measurement_central | marinvest_baie_comeau | Kino Aski LNG (formerly Marinvest Energy, Baie-Comeau) | proposed | export | 44.6767 | 43.0071 | 1.6696 | 56.0272 | 29.8 | 2030 | 40 | Parameters:lifecycle_years_default | TRUE | FALSE
2039 | measurement_central | marinvest_baie_comeau | Kino Aski LNG (formerly Marinvest Energy, Baie-Comeau) | proposed | export | 44.6767 | 43.0071 | 1.6696 | 56.0272 | 29.8 | 2030 | 40 | Parameters:lifecycle_years_default | TRUE | FALSE
2040 | measurement_central | marinvest_baie_comeau | Kino Aski LNG (formerly Marinvest Energy, Baie-Comeau) | proposed | export | 44.6767 | 43.0071 | 1.6696 | 56.0272 | 29.8 | 2030 | 40 | Parameters:lifecycle_years_default | TRUE | FALSE
2041 | measurement_central | marinvest_baie_comeau | Kino Aski LNG (formerly Marinvest Energy, Baie-Comeau) | proposed | export | 44.6767 | 43.0071 | 1.6696 | 56.0272 | 29.8 | 2030 | 40 | Parameters:lifecycle_years_default | TRUE | FALSE
2042 | measurement_central | marinvest_baie_comeau | Kino Aski LNG (formerly Marinvest Energy, Baie-Comeau) | proposed | export | 44.6767 | 43.0071 | 1.6696 | 56.0272 | 29.8 | 2030 | 40 | Parameters:lifecycle_years_default | TRUE | FALSE
2043 | measurement_central | marinvest_baie_comeau | Kino Aski LNG (formerly Marinvest Energy, Baie-Comeau) | proposed | export | 44.6767 | 43.0071 | 1.6696 | 56.0272 | 29.8 | 2030 | 40 | Parameters:lifecycle_years_default | TRUE | FALSE
2044 | measurement_central | marinvest_baie_comeau | Kino Aski LNG (formerly Marinvest Energy, Baie-Comeau) | proposed | export | 44.6767 | 43.0071 | 1.6696 | 56.0272 | 29.8 | 2030 | 40 | Parameters:lifecycle_years_default | TRUE | FALSE
2045 | measurement_central | marinvest_baie_comeau | Kino Aski LNG (formerly Marinvest Energy, Baie-Comeau) | proposed | export | 44.6767 | 43.0071 | 1.6696 | 56.0272 | 29.8 | 2030 | 40 | Parameters:lifecycle_years_default | TRUE | FALSE
2046 | measurement_central | marinvest_baie_comeau | Kino Aski LNG (formerly Marinvest Energy, Baie-Comeau) | proposed | export | 44.6767 | 43.0071 | 1.6696 | 56.0272 | 29.8 | 2030 | 40 | Parameters:lifecycle_years_default | TRUE | FALSE
2047 | measurement_central | marinvest_baie_comeau | Kino Aski LNG (formerly Marinvest Energy, Baie-Comeau) | proposed | export | 44.6767 | 43.0071 | 1.6696 | 56.0272 | 29.8 | 2030 | 40 | Parameters:lifecycle_years_default | TRUE | FALSE
2048 | measurement_central | marinvest_baie_comeau | Kino Aski LNG (formerly Marinvest Energy, Baie-Comeau) | proposed | export | 44.6767 | 43.0071 | 1.6696 | 56.0272 | 29.8 | 2030 | 40 | Parameters:lifecycle_years_default | TRUE | FALSE
2049 | measurement_central | marinvest_baie_comeau | Kino Aski LNG (formerly Marinvest Energy, Baie-Comeau) | proposed | export | 44.6767 | 43.0071 | 1.6696 | 56.0272 | 29.8 | 2030 | 40 | Parameters:lifecycle_years_default | TRUE | FALSE
2050 | measurement_central | marinvest_baie_comeau | Kino Aski LNG (formerly Marinvest Energy, Baie-Comeau) | proposed | export | 44.6767 | 43.0071 | 1.6696 | 56.0272 | 29.8 | 2030 | 40 | Parameters:lifecycle_years_default | TRUE | FALSE
2051 | measurement_central | marinvest_baie_comeau | Kino Aski LNG (formerly Marinvest Energy, Baie-Comeau) | proposed | export | 44.6767 | 43.0071 | 1.6696 | 56.0272 | 29.8 | 2030 | 40 | Parameters:lifecycle_years_default | TRUE | FALSE
2052 | measurement_central | marinvest_baie_comeau | Kino Aski LNG (formerly Marinvest Energy, Baie-Comeau) | proposed | export | 44.6767 | 43.0071 | 1.6696 | 56.0272 | 29.8 | 2030 | 40 | Parameters:lifecycle_years_default | TRUE | FALSE
2053 | measurement_central | marinvest_baie_comeau | Kino Aski LNG (formerly Marinvest Energy, Baie-Comeau) | proposed | export | 44.6767 | 43.0071 | 1.6696 | 56.0272 | 29.8 | 2030 | 40 | Parameters:lifecycle_years_default | TRUE | FALSE
2054 | measurement_central | marinvest_baie_comeau | Kino Aski LNG (formerly Marinvest Energy, Baie-Comeau) | proposed | export | 44.6767 | 43.0071 | 1.6696 | 56.0272 | 29.8 | 2030 | 40 | Parameters:lifecycle_years_default | TRUE | FALSE
2055 | measurement_central | marinvest_baie_comeau | Kino Aski LNG (formerly Marinvest Energy, Baie-Comeau) | proposed | export | 44.6767 | 43.0071 | 1.6696 | 56.0272 | 29.8 | 2030 | 40 | Parameters:lifecycle_years_default | TRUE | FALSE
2056 | measurement_central | marinvest_baie_comeau | Kino Aski LNG (formerly Marinvest Energy, Baie-Comeau) | proposed | export | 44.6767 | 43.0071 | 1.6696 | 56.0272 | 29.8 | 2030 | 40 | Parameters:lifecycle_years_default | TRUE | FALSE
2057 | measurement_central | marinvest_baie_comeau | Kino Aski LNG (formerly Marinvest Energy, Baie-Comeau) | proposed | export | 44.6767 | 43.0071 | 1.6696 | 56.0272 | 29.8 | 2030 | 40 | Parameters:lifecycle_years_default | TRUE | FALSE
2058 | measurement_central | marinvest_baie_comeau | Kino Aski LNG (formerly Marinvest Energy, Baie-Comeau) | proposed | export | 44.6767 | 43.0071 | 1.6696 | 56.0272 | 29.8 | 2030 | 40 | Parameters:lifecycle_years_default | TRUE | FALSE
2059 | measurement_central | marinvest_baie_comeau | Kino Aski LNG (formerly Marinvest Energy, Baie-Comeau) | proposed | export | 44.6767 | 43.0071 | 1.6696 | 56.0272 | 29.8 | 2030 | 40 | Parameters:lifecycle_years_default | TRUE | FALSE
2060 | measurement_central | marinvest_baie_comeau | Kino Aski LNG (formerly Marinvest Energy, Baie-Comeau) | proposed | export | 44.6767 | 43.0071 | 1.6696 | 56.0272 | 29.8 | 2030 | 40 | Parameters:lifecycle_years_default | TRUE | FALSE
2061 | measurement_central | marinvest_baie_comeau | Kino Aski LNG (formerly Marinvest Energy, Baie-Comeau) | proposed | export | 44.6767 | 43.0071 | 1.6696 | 56.0272 | 29.8 | 2030 | 40 | Parameters:lifecycle_years_default | TRUE | FALSE
2062 | measurement_central | marinvest_baie_comeau | Kino Aski LNG (formerly Marinvest Energy, Baie-Comeau) | proposed | export | 44.6767 | 43.0071 | 1.6696 | 56.0272 | 29.8 | 2030 | 40 | Parameters:lifecycle_years_default | TRUE | FALSE
2063 | measurement_central | marinvest_baie_comeau | Kino Aski LNG (formerly Marinvest Energy, Baie-Comeau) | proposed | export | 44.6767 | 43.0071 | 1.6696 | 56.0272 | 29.8 | 2030 | 40 | Parameters:lifecycle_years_default | TRUE | FALSE
2064 | measurement_central | marinvest_baie_comeau | Kino Aski LNG (formerly Marinvest Energy, Baie-Comeau) | proposed | export | 44.6767 | 43.0071 | 1.6696 | 56.0272 | 29.8 | 2030 | 40 | Parameters:lifecycle_years_default | TRUE | FALSE
2065 | measurement_central | marinvest_baie_comeau | Kino Aski LNG (formerly Marinvest Energy, Baie-Comeau) | proposed | export | 44.6767 | 43.0071 | 1.6696 | 56.0272 | 29.8 | 2030 | 40 | Parameters:lifecycle_years_default | TRUE | FALSE
2066 | measurement_central | marinvest_baie_comeau | Kino Aski LNG (formerly Marinvest Energy, Baie-Comeau) | proposed | export | 44.6767 | 43.0071 | 1.6696 | 56.0272 | 29.8 | 2030 | 40 | Parameters:lifecycle_years_default | TRUE | FALSE
2067 | measurement_central | marinvest_baie_comeau | Kino Aski LNG (formerly Marinvest Energy, Baie-Comeau) | proposed | export | 44.6767 | 43.0071 | 1.6696 | 56.0272 | 29.8 | 2030 | 40 | Parameters:lifecycle_years_default | TRUE | FALSE
2068 | measurement_central | marinvest_baie_comeau | Kino Aski LNG (formerly Marinvest Energy, Baie-Comeau) | proposed | export | 44.6767 | 43.0071 | 1.6696 | 56.0272 | 29.8 | 2030 | 40 | Parameters:lifecycle_years_default | TRUE | FALSE
2069 | measurement_central | marinvest_baie_comeau | Kino Aski LNG (formerly Marinvest Energy, Baie-Comeau) | proposed | export | 44.6767 | 43.0071 | 1.6696 | 56.0272 | 29.8 | 2030 | 40 | Parameters:lifecycle_years_default | TRUE | FALSE
2035 | measurement_central | summit_lake_pg_lng | Summit Lake PG LNG | proposed | export | 3.834 | 3.6907 | 0.14328 | 4.8081 | 29.8 | 2030 | 30 | Asset Register:project_life_years | TRUE | FALSE
2036 | measurement_central | summit_lake_pg_lng | Summit Lake PG LNG | proposed | export | 6.7095 | 6.4588 | 0.25074 | 8.4141 | 29.8 | 2030 | 30 | Asset Register:project_life_years | TRUE | FALSE
2037 | measurement_central | summit_lake_pg_lng | Summit Lake PG LNG | proposed | export | 8.0418 | 7.7413 | 0.30053 | 10.0849 | 29.8 | 2030 | 30 | Asset Register:project_life_years | TRUE | FALSE
2038 | measurement_central | summit_lake_pg_lng | Summit Lake PG LNG | proposed | export | 8.0418 | 7.7413 | 0.30053 | 10.0849 | 29.8 | 2030 | 30 | Asset Register:project_life_years | TRUE | FALSE
2039 | measurement_central | summit_lake_pg_lng | Summit Lake PG LNG | proposed | export | 8.0418 | 7.7413 | 0.30053 | 10.0849 | 29.8 | 2030 | 30 | Asset Register:project_life_years | TRUE | FALSE
2040 | measurement_central | summit_lake_pg_lng | Summit Lake PG LNG | proposed | export | 8.0418 | 7.7413 | 0.30053 | 10.0849 | 29.8 | 2030 | 30 | Asset Register:project_life_years | TRUE | FALSE
2041 | measurement_central | summit_lake_pg_lng | Summit Lake PG LNG | proposed | export | 8.0418 | 7.7413 | 0.30053 | 10.0849 | 29.8 | 2030 | 30 | Asset Register:project_life_years | TRUE | FALSE
2042 | measurement_central | summit_lake_pg_lng | Summit Lake PG LNG | proposed | export | 8.0418 | 7.7413 | 0.30053 | 10.0849 | 29.8 | 2030 | 30 | Asset Register:project_life_years | TRUE | FALSE
2043 | measurement_central | summit_lake_pg_lng | Summit Lake PG LNG | proposed | export | 8.0418 | 7.7413 | 0.30053 | 10.0849 | 29.8 | 2030 | 30 | Asset Register:project_life_years | TRUE | FALSE
2044 | measurement_central | summit_lake_pg_lng | Summit Lake PG LNG | proposed | export | 8.0418 | 7.7413 | 0.30053 | 10.0849 | 29.8 | 2030 | 30 | Asset Register:project_life_years | TRUE | FALSE
2045 | measurement_central | summit_lake_pg_lng | Summit Lake PG LNG | proposed | export | 8.0418 | 7.7413 | 0.30053 | 10.0849 | 29.8 | 2030 | 30 | Asset Register:project_life_years | TRUE | FALSE
2046 | measurement_central | summit_lake_pg_lng | Summit Lake PG LNG | proposed | export | 8.0418 | 7.7413 | 0.30053 | 10.0849 | 29.8 | 2030 | 30 | Asset Register:project_life_years | TRUE | FALSE
2047 | measurement_central | summit_lake_pg_lng | Summit Lake PG LNG | proposed | export | 8.0418 | 7.7413 | 0.30053 | 10.0849 | 29.8 | 2030 | 30 | Asset Register:project_life_years | TRUE | FALSE
2048 | measurement_central | summit_lake_pg_lng | Summit Lake PG LNG | proposed | export | 8.0418 | 7.7413 | 0.30053 | 10.0849 | 29.8 | 2030 | 30 | Asset Register:project_life_years | TRUE | FALSE
2049 | measurement_central | summit_lake_pg_lng | Summit Lake PG LNG | proposed | export | 8.0418 | 7.7413 | 0.30053 | 10.0849 | 29.8 | 2030 | 30 | Asset Register:project_life_years | TRUE | FALSE
2050 | measurement_central | summit_lake_pg_lng | Summit Lake PG LNG | proposed | export | 8.0418 | 7.7413 | 0.30053 | 10.0849 | 29.8 | 2030 | 30 | Asset Register:project_life_years | TRUE | FALSE
2051 | measurement_central | summit_lake_pg_lng | Summit Lake PG LNG | proposed | export | 8.0418 | 7.7413 | 0.30053 | 10.0849 | 29.8 | 2030 | 30 | Asset Register:project_life_years | TRUE | FALSE
2052 | measurement_central | summit_lake_pg_lng | Summit Lake PG LNG | proposed | export | 8.0418 | 7.7413 | 0.30053 | 10.0849 | 29.8 | 2030 | 30 | Asset Register:project_life_years | TRUE | FALSE
2053 | measurement_central | summit_lake_pg_lng | Summit Lake PG LNG | proposed | export | 8.0418 | 7.7413 | 0.30053 | 10.0849 | 29.8 | 2030 | 30 | Asset Register:project_life_years | TRUE | FALSE
2054 | measurement_central | summit_lake_pg_lng | Summit Lake PG LNG | proposed | export | 8.0418 | 7.7413 | 0.30053 | 10.0849 | 29.8 | 2030 | 30 | Asset Register:project_life_years | TRUE | FALSE
2055 | measurement_central | summit_lake_pg_lng | Summit Lake PG LNG | proposed | export | 8.0418 | 7.7413 | 0.30053 | 10.0849 | 29.8 | 2030 | 30 | Asset Register:project_life_years | TRUE | FALSE
2056 | measurement_central | summit_lake_pg_lng | Summit Lake PG LNG | proposed | export | 8.0418 | 7.7413 | 0.30053 | 10.0849 | 29.8 | 2030 | 30 | Asset Register:project_life_years | TRUE | FALSE
2057 | measurement_central | summit_lake_pg_lng | Summit Lake PG LNG | proposed | export | 8.0418 | 7.7413 | 0.30053 | 10.0849 | 29.8 | 2030 | 30 | Asset Register:project_life_years | TRUE | FALSE
2058 | measurement_central | summit_lake_pg_lng | Summit Lake PG LNG | proposed | export | 8.0418 | 7.7413 | 0.30053 | 10.0849 | 29.8 | 2030 | 30 | Asset Register:project_life_years | TRUE | FALSE
2059 | measurement_central | summit_lake_pg_lng | Summit Lake PG LNG | proposed | export | 8.0418 | 7.7413 | 0.30053 | 10.0849 | 29.8 | 2030 | 30 | Asset Register:project_life_years | TRUE | FALSE
2035 | measurement_central | fermeuse_energy_flng | Fermeuse Energy FLNG Terminal | proposed | export | 7.1 | 6.8347 | 0.26533 | 8.9038 | 29.8 | 2030 | 40 | Parameters:lifecycle_years_default | TRUE | FALSE
2036 | measurement_central | fermeuse_energy_flng | Fermeuse Energy FLNG Terminal | proposed | export | 12.425 | 11.9607 | 0.46433 | 15.5817 | 29.8 | 2030 | 40 | Parameters:lifecycle_years_default | TRUE | FALSE
2037 | measurement_central | fermeuse_energy_flng | Fermeuse Energy FLNG Terminal | proposed | export | 14.8923 | 14.3357 | 0.55654 | 18.6757 | 29.8 | 2030 | 40 | Parameters:lifecycle_years_default | TRUE | FALSE
2038 | measurement_central | fermeuse_energy_flng | Fermeuse Energy FLNG Terminal | proposed | export | 14.8923 | 14.3357 | 0.55654 | 18.6757 | 29.8 | 2030 | 40 | Parameters:lifecycle_years_default | TRUE | FALSE
2039 | measurement_central | fermeuse_energy_flng | Fermeuse Energy FLNG Terminal | proposed | export | 14.8923 | 14.3357 | 0.55654 | 18.6757 | 29.8 | 2030 | 40 | Parameters:lifecycle_years_default | TRUE | FALSE
2040 | measurement_central | fermeuse_energy_flng | Fermeuse Energy FLNG Terminal | proposed | export | 14.8923 | 14.3357 | 0.55654 | 18.6757 | 29.8 | 2030 | 40 | Parameters:lifecycle_years_default | TRUE | FALSE
2041 | measurement_central | fermeuse_energy_flng | Fermeuse Energy FLNG Terminal | proposed | export | 14.8923 | 14.3357 | 0.55654 | 18.6757 | 29.8 | 2030 | 40 | Parameters:lifecycle_years_default | TRUE | FALSE
2042 | measurement_central | fermeuse_energy_flng | Fermeuse Energy FLNG Terminal | proposed | export | 14.8923 | 14.3357 | 0.55654 | 18.6757 | 29.8 | 2030 | 40 | Parameters:lifecycle_years_default | TRUE | FALSE
2043 | measurement_central | fermeuse_energy_flng | Fermeuse Energy FLNG Terminal | proposed | export | 14.8923 | 14.3357 | 0.55654 | 18.6757 | 29.8 | 2030 | 40 | Parameters:lifecycle_years_default | TRUE | FALSE
2044 | measurement_central | fermeuse_energy_flng | Fermeuse Energy FLNG Terminal | proposed | export | 14.8923 | 14.3357 | 0.55654 | 18.6757 | 29.8 | 2030 | 40 | Parameters:lifecycle_years_default | TRUE | FALSE
2045 | measurement_central | fermeuse_energy_flng | Fermeuse Energy FLNG Terminal | proposed | export | 14.8923 | 14.3357 | 0.55654 | 18.6757 | 29.8 | 2030 | 40 | Parameters:lifecycle_years_default | TRUE | FALSE
2046 | measurement_central | fermeuse_energy_flng | Fermeuse Energy FLNG Terminal | proposed | export | 14.8923 | 14.3357 | 0.55654 | 18.6757 | 29.8 | 2030 | 40 | Parameters:lifecycle_years_default | TRUE | FALSE
2047 | measurement_central | fermeuse_energy_flng | Fermeuse Energy FLNG Terminal | proposed | export | 14.8923 | 14.3357 | 0.55654 | 18.6757 | 29.8 | 2030 | 40 | Parameters:lifecycle_years_default | TRUE | FALSE
2048 | measurement_central | fermeuse_energy_flng | Fermeuse Energy FLNG Terminal | proposed | export | 14.8923 | 14.3357 | 0.55654 | 18.6757 | 29.8 | 2030 | 40 | Parameters:lifecycle_years_default | TRUE | FALSE
2049 | measurement_central | fermeuse_energy_flng | Fermeuse Energy FLNG Terminal | proposed | export | 14.8923 | 14.3357 | 0.55654 | 18.6757 | 29.8 | 2030 | 40 | Parameters:lifecycle_years_default | TRUE | FALSE
2050 | measurement_central | fermeuse_energy_flng | Fermeuse Energy FLNG Terminal | proposed | export | 14.8923 | 14.3357 | 0.55654 | 18.6757 | 29.8 | 2030 | 40 | Parameters:lifecycle_years_default | TRUE | FALSE
2051 | measurement_central | fermeuse_energy_flng | Fermeuse Energy FLNG Terminal | proposed | export | 14.8923 | 14.3357 | 0.55654 | 18.6757 | 29.8 | 2030 | 40 | Parameters:lifecycle_years_default | TRUE | FALSE
2052 | measurement_central | fermeuse_energy_flng | Fermeuse Energy FLNG Terminal | proposed | export | 14.8923 | 14.3357 | 0.55654 | 18.6757 | 29.8 | 2030 | 40 | Parameters:lifecycle_years_default | TRUE | FALSE
2053 | measurement_central | fermeuse_energy_flng | Fermeuse Energy FLNG Terminal | proposed | export | 14.8923 | 14.3357 | 0.55654 | 18.6757 | 29.8 | 2030 | 40 | Parameters:lifecycle_years_default | TRUE | FALSE
2054 | measurement_central | fermeuse_energy_flng | Fermeuse Energy FLNG Terminal | proposed | export | 14.8923 | 14.3357 | 0.55654 | 18.6757 | 29.8 | 2030 | 40 | Parameters:lifecycle_years_default | TRUE | FALSE
2055 | measurement_central | fermeuse_energy_flng | Fermeuse Energy FLNG Terminal | proposed | export | 14.8923 | 14.3357 | 0.55654 | 18.6757 | 29.8 | 2030 | 40 | Parameters:lifecycle_years_default | TRUE | FALSE
2056 | measurement_central | fermeuse_energy_flng | Fermeuse Energy FLNG Terminal | proposed | export | 14.8923 | 14.3357 | 0.55654 | 18.6757 | 29.8 | 2030 | 40 | Parameters:lifecycle_years_default | TRUE | FALSE
2057 | measurement_central | fermeuse_energy_flng | Fermeuse Energy FLNG Terminal | proposed | export | 14.8923 | 14.3357 | 0.55654 | 18.6757 | 29.8 | 2030 | 40 | Parameters:lifecycle_years_default | TRUE | FALSE
2058 | measurement_central | fermeuse_energy_flng | Fermeuse Energy FLNG Terminal | proposed | export | 14.8923 | 14.3357 | 0.55654 | 18.6757 | 29.8 | 2030 | 40 | Parameters:lifecycle_years_default | TRUE | FALSE
2059 | measurement_central | fermeuse_energy_flng | Fermeuse Energy FLNG Terminal | proposed | export | 14.8923 | 14.3357 | 0.55654 | 18.6757 | 29.8 | 2030 | 40 | Parameters:lifecycle_years_default | TRUE | FALSE
2060 | measurement_central | fermeuse_energy_flng | Fermeuse Energy FLNG Terminal | proposed | export | 14.8923 | 14.3357 | 0.55654 | 18.6757 | 29.8 | 2030 | 40 | Parameters:lifecycle_years_default | TRUE | FALSE
2061 | measurement_central | fermeuse_energy_flng | Fermeuse Energy FLNG Terminal | proposed | export | 14.8923 | 14.3357 | 0.55654 | 18.6757 | 29.8 | 2030 | 40 | Parameters:lifecycle_years_default | TRUE | FALSE
2062 | measurement_central | fermeuse_energy_flng | Fermeuse Energy FLNG Terminal | proposed | export | 14.8923 | 14.3357 | 0.55654 | 18.6757 | 29.8 | 2030 | 40 | Parameters:lifecycle_years_default | TRUE | FALSE
2063 | measurement_central | fermeuse_energy_flng | Fermeuse Energy FLNG Terminal | proposed | export | 14.8923 | 14.3357 | 0.55654 | 18.6757 | 29.8 | 2030 | 40 | Parameters:lifecycle_years_default | TRUE | FALSE
2064 | measurement_central | fermeuse_energy_flng | Fermeuse Energy FLNG Terminal | proposed | export | 14.8923 | 14.3357 | 0.55654 | 18.6757 | 29.8 | 2030 | 40 | Parameters:lifecycle_years_default | TRUE | FALSE
2065 | measurement_central | fermeuse_energy_flng | Fermeuse Energy FLNG Terminal | proposed | export | 14.8923 | 14.3357 | 0.55654 | 18.6757 | 29.8 | 2030 | 40 | Parameters:lifecycle_years_default | TRUE | FALSE
2066 | measurement_central | fermeuse_energy_flng | Fermeuse Energy FLNG Terminal | proposed | export | 14.8923 | 14.3357 | 0.55654 | 18.6757 | 29.8 | 2030 | 40 | Parameters:lifecycle_years_default | TRUE | FALSE
2067 | measurement_central | fermeuse_energy_flng | Fermeuse Energy FLNG Terminal | proposed | export | 14.8923 | 14.3357 | 0.55654 | 18.6757 | 29.8 | 2030 | 40 | Parameters:lifecycle_years_default | TRUE | FALSE
2068 | measurement_central | fermeuse_energy_flng | Fermeuse Energy FLNG Terminal | proposed | export | 14.8923 | 14.3357 | 0.55654 | 18.6757 | 29.8 | 2030 | 40 | Parameters:lifecycle_years_default | TRUE | FALSE
2069 | measurement_central | fermeuse_energy_flng | Fermeuse Energy FLNG Terminal | proposed | export | 14.8923 | 14.3357 | 0.55654 | 18.6757 | 29.8 | 2030 | 40 | Parameters:lifecycle_years_default | TRUE | FALSE
2035 | measurement_central | discovery_t1t4 | Discovery LNG Terminal | proposed | export | 28.4 | 27.3387 | 1.0613 | 35.6152 | 29.8 | 2030 | 40 | Parameters:lifecycle_years_default | TRUE | FALSE
2036 | measurement_central | discovery_t1t4 | Discovery LNG Terminal | proposed | export | 49.7 | 47.8427 | 1.8573 | 62.3266 | 29.8 | 2030 | 40 | Parameters:lifecycle_years_default | TRUE | FALSE
2037 | measurement_central | discovery_t1t4 | Discovery LNG Terminal | proposed | export | 59.569 | 57.3429 | 2.2261 | 74.7029 | 29.8 | 2030 | 40 | Parameters:lifecycle_years_default | TRUE | FALSE
2038 | measurement_central | discovery_t1t4 | Discovery LNG Terminal | proposed | export | 59.569 | 57.3429 | 2.2261 | 74.7029 | 29.8 | 2030 | 40 | Parameters:lifecycle_years_default | TRUE | FALSE
2039 | measurement_central | discovery_t1t4 | Discovery LNG Terminal | proposed | export | 59.569 | 57.3429 | 2.2261 | 74.7029 | 29.8 | 2030 | 40 | Parameters:lifecycle_years_default | TRUE | FALSE
2040 | measurement_central | discovery_t1t4 | Discovery LNG Terminal | proposed | export | 59.569 | 57.3429 | 2.2261 | 74.7029 | 29.8 | 2030 | 40 | Parameters:lifecycle_years_default | TRUE | FALSE
2041 | measurement_central | discovery_t1t4 | Discovery LNG Terminal | proposed | export | 59.569 | 57.3429 | 2.2261 | 74.7029 | 29.8 | 2030 | 40 | Parameters:lifecycle_years_default | TRUE | FALSE
2042 | measurement_central | discovery_t1t4 | Discovery LNG Terminal | proposed | export | 59.569 | 57.3429 | 2.2261 | 74.7029 | 29.8 | 2030 | 40 | Parameters:lifecycle_years_default | TRUE | FALSE
2043 | measurement_central | discovery_t1t4 | Discovery LNG Terminal | proposed | export | 59.569 | 57.3429 | 2.2261 | 74.7029 | 29.8 | 2030 | 40 | Parameters:lifecycle_years_default | TRUE | FALSE
2044 | measurement_central | discovery_t1t4 | Discovery LNG Terminal | proposed | export | 59.569 | 57.3429 | 2.2261 | 74.7029 | 29.8 | 2030 | 40 | Parameters:lifecycle_years_default | TRUE | FALSE
2045 | measurement_central | discovery_t1t4 | Discovery LNG Terminal | proposed | export | 59.569 | 57.3429 | 2.2261 | 74.7029 | 29.8 | 2030 | 40 | Parameters:lifecycle_years_default | TRUE | FALSE
2046 | measurement_central | discovery_t1t4 | Discovery LNG Terminal | proposed | export | 59.569 | 57.3429 | 2.2261 | 74.7029 | 29.8 | 2030 | 40 | Parameters:lifecycle_years_default | TRUE | FALSE
2047 | measurement_central | discovery_t1t4 | Discovery LNG Terminal | proposed | export | 59.569 | 57.3429 | 2.2261 | 74.7029 | 29.8 | 2030 | 40 | Parameters:lifecycle_years_default | TRUE | FALSE
2048 | measurement_central | discovery_t1t4 | Discovery LNG Terminal | proposed | export | 59.569 | 57.3429 | 2.2261 | 74.7029 | 29.8 | 2030 | 40 | Parameters:lifecycle_years_default | TRUE | FALSE
2049 | measurement_central | discovery_t1t4 | Discovery LNG Terminal | proposed | export | 59.569 | 57.3429 | 2.2261 | 74.7029 | 29.8 | 2030 | 40 | Parameters:lifecycle_years_default | TRUE | FALSE
2050 | measurement_central | discovery_t1t4 | Discovery LNG Terminal | proposed | export | 59.569 | 57.3429 | 2.2261 | 74.7029 | 29.8 | 2030 | 40 | Parameters:lifecycle_years_default | TRUE | FALSE
2051 | measurement_central | discovery_t1t4 | Discovery LNG Terminal | proposed | export | 59.569 | 57.3429 | 2.2261 | 74.7029 | 29.8 | 2030 | 40 | Parameters:lifecycle_years_default | TRUE | FALSE
2052 | measurement_central | discovery_t1t4 | Discovery LNG Terminal | proposed | export | 59.569 | 57.3429 | 2.2261 | 74.7029 | 29.8 | 2030 | 40 | Parameters:lifecycle_years_default | TRUE | FALSE
2053 | measurement_central | discovery_t1t4 | Discovery LNG Terminal | proposed | export | 59.569 | 57.3429 | 2.2261 | 74.7029 | 29.8 | 2030 | 40 | Parameters:lifecycle_years_default | TRUE | FALSE
2054 | measurement_central | discovery_t1t4 | Discovery LNG Terminal | proposed | export | 59.569 | 57.3429 | 2.2261 | 74.7029 | 29.8 | 2030 | 40 | Parameters:lifecycle_years_default | TRUE | FALSE
2055 | measurement_central | discovery_t1t4 | Discovery LNG Terminal | proposed | export | 59.569 | 57.3429 | 2.2261 | 74.7029 | 29.8 | 2030 | 40 | Parameters:lifecycle_years_default | TRUE | FALSE
2056 | measurement_central | discovery_t1t4 | Discovery LNG Terminal | proposed | export | 59.569 | 57.3429 | 2.2261 | 74.7029 | 29.8 | 2030 | 40 | Parameters:lifecycle_years_default | TRUE | FALSE
2057 | measurement_central | discovery_t1t4 | Discovery LNG Terminal | proposed | export | 59.569 | 57.3429 | 2.2261 | 74.7029 | 29.8 | 2030 | 40 | Parameters:lifecycle_years_default | TRUE | FALSE
2058 | measurement_central | discovery_t1t4 | Discovery LNG Terminal | proposed | export | 59.569 | 57.3429 | 2.2261 | 74.7029 | 29.8 | 2030 | 40 | Parameters:lifecycle_years_default | TRUE | FALSE
2059 | measurement_central | discovery_t1t4 | Discovery LNG Terminal | proposed | export | 59.569 | 57.3429 | 2.2261 | 74.7029 | 29.8 | 2030 | 40 | Parameters:lifecycle_years_default | TRUE | FALSE
2060 | measurement_central | discovery_t1t4 | Discovery LNG Terminal | proposed | export | 59.569 | 57.3429 | 2.2261 | 74.7029 | 29.8 | 2030 | 40 | Parameters:lifecycle_years_default | TRUE | FALSE
2061 | measurement_central | discovery_t1t4 | Discovery LNG Terminal | proposed | export | 59.569 | 57.3429 | 2.2261 | 74.7029 | 29.8 | 2030 | 40 | Parameters:lifecycle_years_default | TRUE | FALSE
2062 | measurement_central | discovery_t1t4 | Discovery LNG Terminal | proposed | export | 59.569 | 57.3429 | 2.2261 | 74.7029 | 29.8 | 2030 | 40 | Parameters:lifecycle_years_default | TRUE | FALSE
2063 | measurement_central | discovery_t1t4 | Discovery LNG Terminal | proposed | export | 59.569 | 57.3429 | 2.2261 | 74.7029 | 29.8 | 2030 | 40 | Parameters:lifecycle_years_default | TRUE | FALSE
2064 | measurement_central | discovery_t1t4 | Discovery LNG Terminal | proposed | export | 59.569 | 57.3429 | 2.2261 | 74.7029 | 29.8 | 2030 | 40 | Parameters:lifecycle_years_default | TRUE | FALSE
2065 | measurement_central | discovery_t1t4 | Discovery LNG Terminal | proposed | export | 59.569 | 57.3429 | 2.2261 | 74.7029 | 29.8 | 2030 | 40 | Parameters:lifecycle_years_default | TRUE | FALSE
2066 | measurement_central | discovery_t1t4 | Discovery LNG Terminal | proposed | export | 59.569 | 57.3429 | 2.2261 | 74.7029 | 29.8 | 2030 | 40 | Parameters:lifecycle_years_default | TRUE | FALSE
2067 | measurement_central | discovery_t1t4 | Discovery LNG Terminal | proposed | export | 59.569 | 57.3429 | 2.2261 | 74.7029 | 29.8 | 2030 | 40 | Parameters:lifecycle_years_default | TRUE | FALSE
2068 | measurement_central | discovery_t1t4 | Discovery LNG Terminal | proposed | export | 59.569 | 57.3429 | 2.2261 | 74.7029 | 29.8 | 2030 | 40 | Parameters:lifecycle_years_default | TRUE | FALSE
2069 | measurement_central | discovery_t1t4 | Discovery LNG Terminal | proposed | export | 59.569 | 57.3429 | 2.2261 | 74.7029 | 29.8 | 2030 | 40 | Parameters:lifecycle_years_default | TRUE | FALSE
2035 | measurement_central | kanata_lng | Kanata LNG | proposed | export | 17.04 | 16.4032 | 0.6368 | 21.3691 | 29.8 | 2030 | 40 | Parameters:lifecycle_years_default | TRUE | FALSE
2036 | measurement_central | kanata_lng | Kanata LNG | proposed | export | 29.82 | 28.7056 | 1.1144 | 37.396 | 29.8 | 2030 | 40 | Parameters:lifecycle_years_default | TRUE | FALSE
2037 | measurement_central | kanata_lng | Kanata LNG | proposed | export | 35.7414 | 34.4057 | 1.3357 | 44.8217 | 29.8 | 2030 | 40 | Parameters:lifecycle_years_default | TRUE | FALSE
2038 | measurement_central | kanata_lng | Kanata LNG | proposed | export | 35.7414 | 34.4057 | 1.3357 | 44.8217 | 29.8 | 2030 | 40 | Parameters:lifecycle_years_default | TRUE | FALSE
2039 | measurement_central | kanata_lng | Kanata LNG | proposed | export | 35.7414 | 34.4057 | 1.3357 | 44.8217 | 29.8 | 2030 | 40 | Parameters:lifecycle_years_default | TRUE | FALSE
2040 | measurement_central | kanata_lng | Kanata LNG | proposed | export | 35.7414 | 34.4057 | 1.3357 | 44.8217 | 29.8 | 2030 | 40 | Parameters:lifecycle_years_default | TRUE | FALSE
2041 | measurement_central | kanata_lng | Kanata LNG | proposed | export | 35.7414 | 34.4057 | 1.3357 | 44.8217 | 29.8 | 2030 | 40 | Parameters:lifecycle_years_default | TRUE | FALSE
2042 | measurement_central | kanata_lng | Kanata LNG | proposed | export | 35.7414 | 34.4057 | 1.3357 | 44.8217 | 29.8 | 2030 | 40 | Parameters:lifecycle_years_default | TRUE | FALSE
2043 | measurement_central | kanata_lng | Kanata LNG | proposed | export | 35.7414 | 34.4057 | 1.3357 | 44.8217 | 29.8 | 2030 | 40 | Parameters:lifecycle_years_default | TRUE | FALSE
2044 | measurement_central | kanata_lng | Kanata LNG | proposed | export | 35.7414 | 34.4057 | 1.3357 | 44.8217 | 29.8 | 2030 | 40 | Parameters:lifecycle_years_default | TRUE | FALSE
2045 | measurement_central | kanata_lng | Kanata LNG | proposed | export | 35.7414 | 34.4057 | 1.3357 | 44.8217 | 29.8 | 2030 | 40 | Parameters:lifecycle_years_default | TRUE | FALSE
2046 | measurement_central | kanata_lng | Kanata LNG | proposed | export | 35.7414 | 34.4057 | 1.3357 | 44.8217 | 29.8 | 2030 | 40 | Parameters:lifecycle_years_default | TRUE | FALSE
2047 | measurement_central | kanata_lng | Kanata LNG | proposed | export | 35.7414 | 34.4057 | 1.3357 | 44.8217 | 29.8 | 2030 | 40 | Parameters:lifecycle_years_default | TRUE | FALSE
2048 | measurement_central | kanata_lng | Kanata LNG | proposed | export | 35.7414 | 34.4057 | 1.3357 | 44.8217 | 29.8 | 2030 | 40 | Parameters:lifecycle_years_default | TRUE | FALSE
2049 | measurement_central | kanata_lng | Kanata LNG | proposed | export | 35.7414 | 34.4057 | 1.3357 | 44.8217 | 29.8 | 2030 | 40 | Parameters:lifecycle_years_default | TRUE | FALSE
2050 | measurement_central | kanata_lng | Kanata LNG | proposed | export | 35.7414 | 34.4057 | 1.3357 | 44.8217 | 29.8 | 2030 | 40 | Parameters:lifecycle_years_default | TRUE | FALSE
2051 | measurement_central | kanata_lng | Kanata LNG | proposed | export | 35.7414 | 34.4057 | 1.3357 | 44.8217 | 29.8 | 2030 | 40 | Parameters:lifecycle_years_default | TRUE | FALSE
2052 | measurement_central | kanata_lng | Kanata LNG | proposed | export | 35.7414 | 34.4057 | 1.3357 | 44.8217 | 29.8 | 2030 | 40 | Parameters:lifecycle_years_default | TRUE | FALSE
2053 | measurement_central | kanata_lng | Kanata LNG | proposed | export | 35.7414 | 34.4057 | 1.3357 | 44.8217 | 29.8 | 2030 | 40 | Parameters:lifecycle_years_default | TRUE | FALSE
2054 | measurement_central | kanata_lng | Kanata LNG | proposed | export | 35.7414 | 34.4057 | 1.3357 | 44.8217 | 29.8 | 2030 | 40 | Parameters:lifecycle_years_default | TRUE | FALSE
2055 | measurement_central | kanata_lng | Kanata LNG | proposed | export | 35.7414 | 34.4057 | 1.3357 | 44.8217 | 29.8 | 2030 | 40 | Parameters:lifecycle_years_default | TRUE | FALSE
2056 | measurement_central | kanata_lng | Kanata LNG | proposed | export | 35.7414 | 34.4057 | 1.3357 | 44.8217 | 29.8 | 2030 | 40 | Parameters:lifecycle_years_default | TRUE | FALSE
2057 | measurement_central | kanata_lng | Kanata LNG | proposed | export | 35.7414 | 34.4057 | 1.3357 | 44.8217 | 29.8 | 2030 | 40 | Parameters:lifecycle_years_default | TRUE | FALSE
2058 | measurement_central | kanata_lng | Kanata LNG | proposed | export | 35.7414 | 34.4057 | 1.3357 | 44.8217 | 29.8 | 2030 | 40 | Parameters:lifecycle_years_default | TRUE | FALSE
2059 | measurement_central | kanata_lng | Kanata LNG | proposed | export | 35.7414 | 34.4057 | 1.3357 | 44.8217 | 29.8 | 2030 | 40 | Parameters:lifecycle_years_default | TRUE | FALSE
2060 | measurement_central | kanata_lng | Kanata LNG | proposed | export | 35.7414 | 34.4057 | 1.3357 | 44.8217 | 29.8 | 2030 | 40 | Parameters:lifecycle_years_default | TRUE | FALSE
2061 | measurement_central | kanata_lng | Kanata LNG | proposed | export | 35.7414 | 34.4057 | 1.3357 | 44.8217 | 29.8 | 2030 | 40 | Parameters:lifecycle_years_default | TRUE | FALSE
2062 | measurement_central | kanata_lng | Kanata LNG | proposed | export | 35.7414 | 34.4057 | 1.3357 | 44.8217 | 29.8 | 2030 | 40 | Parameters:lifecycle_years_default | TRUE | FALSE
2063 | measurement_central | kanata_lng | Kanata LNG | proposed | export | 35.7414 | 34.4057 | 1.3357 | 44.8217 | 29.8 | 2030 | 40 | Parameters:lifecycle_years_default | TRUE | FALSE
2064 | measurement_central | kanata_lng | Kanata LNG | proposed | export | 35.7414 | 34.4057 | 1.3357 | 44.8217 | 29.8 | 2030 | 40 | Parameters:lifecycle_years_default | TRUE | FALSE
2065 | measurement_central | kanata_lng | Kanata LNG | proposed | export | 35.7414 | 34.4057 | 1.3357 | 44.8217 | 29.8 | 2030 | 40 | Parameters:lifecycle_years_default | TRUE | FALSE
2066 | measurement_central | kanata_lng | Kanata LNG | proposed | export | 35.7414 | 34.4057 | 1.3357 | 44.8217 | 29.8 | 2030 | 40 | Parameters:lifecycle_years_default | TRUE | FALSE
2067 | measurement_central | kanata_lng | Kanata LNG | proposed | export | 35.7414 | 34.4057 | 1.3357 | 44.8217 | 29.8 | 2030 | 40 | Parameters:lifecycle_years_default | TRUE | FALSE
2068 | measurement_central | kanata_lng | Kanata LNG | proposed | export | 35.7414 | 34.4057 | 1.3357 | 44.8217 | 29.8 | 2030 | 40 | Parameters:lifecycle_years_default | TRUE | FALSE
2069 | measurement_central | kanata_lng | Kanata LNG | proposed | export | 35.7414 | 34.4057 | 1.3357 | 44.8217 | 29.8 | 2030 | 40 | Parameters:lifecycle_years_default | TRUE | FALSE
2025 | measurement_high | lng_canada_phase_1 | LNG Canada Terminal | operating | export | 12.46 | 11.9607 | 0.49933 | 16.7562 | 29.8 | 2025 | 32 | Asset Register:authorised_export_end_year=2056 (hard stop; cuts 8y from Asset Register:authorised_export_term_years) | FALSE | FALSE
2026 | measurement_high | lng_canada_phase_1 | LNG Canada Terminal | operating | export | 29.904 | 28.7056 | 1.1984 | 40.2148 | 29.8 | 2025 | 32 | Asset Register:authorised_export_end_year=2056 (hard stop; cuts 8y from Asset Register:authorised_export_term_years) | FALSE | FALSE
2027 | measurement_high | lng_canada_phase_1 | LNG Canada Terminal | operating | export | 42.364 | 40.6663 | 1.6977 | 56.9709 | 29.8 | 2025 | 32 | Asset Register:authorised_export_end_year=2056 (hard stop; cuts 8y from Asset Register:authorised_export_term_years) | FALSE | FALSE
2028 | measurement_high | lng_canada_phase_1 | LNG Canada Terminal | operating | export | 42.364 | 40.6663 | 1.6977 | 56.9709 | 29.8 | 2025 | 32 | Asset Register:authorised_export_end_year=2056 (hard stop; cuts 8y from Asset Register:authorised_export_term_years) | FALSE | FALSE
2029 | measurement_high | lng_canada_phase_1 | LNG Canada Terminal | operating | export | 42.364 | 40.6663 | 1.6977 | 56.9709 | 29.8 | 2025 | 32 | Asset Register:authorised_export_end_year=2056 (hard stop; cuts 8y from Asset Register:authorised_export_term_years) | FALSE | FALSE
2030 | measurement_high | lng_canada_phase_1 | LNG Canada Terminal | operating | export | 42.364 | 40.6663 | 1.6977 | 56.9709 | 29.8 | 2025 | 32 | Asset Register:authorised_export_end_year=2056 (hard stop; cuts 8y from Asset Register:authorised_export_term_years) | FALSE | FALSE
2031 | measurement_high | lng_canada_phase_1 | LNG Canada Terminal | operating | export | 42.364 | 40.6663 | 1.6977 | 56.9709 | 29.8 | 2025 | 32 | Asset Register:authorised_export_end_year=2056 (hard stop; cuts 8y from Asset Register:authorised_export_term_years) | FALSE | FALSE
2032 | measurement_high | lng_canada_phase_1 | LNG Canada Terminal | operating | export | 42.364 | 40.6663 | 1.6977 | 56.9709 | 29.8 | 2025 | 32 | Asset Register:authorised_export_end_year=2056 (hard stop; cuts 8y from Asset Register:authorised_export_term_years) | FALSE | FALSE
2033 | measurement_high | lng_canada_phase_1 | LNG Canada Terminal | operating | export | 42.364 | 40.6663 | 1.6977 | 56.9709 | 29.8 | 2025 | 32 | Asset Register:authorised_export_end_year=2056 (hard stop; cuts 8y from Asset Register:authorised_export_term_years) | FALSE | FALSE
2034 | measurement_high | lng_canada_phase_1 | LNG Canada Terminal | operating | export | 42.364 | 40.6663 | 1.6977 | 56.9709 | 29.8 | 2025 | 32 | Asset Register:authorised_export_end_year=2056 (hard stop; cuts 8y from Asset Register:authorised_export_term_years) | FALSE | FALSE
2035 | measurement_high | lng_canada_phase_1 | LNG Canada Terminal | operating | export | 42.364 | 40.6663 | 1.6977 | 56.9709 | 29.8 | 2025 | 32 | Asset Register:authorised_export_end_year=2056 (hard stop; cuts 8y from Asset Register:authorised_export_term_years) | FALSE | FALSE
2036 | measurement_high | lng_canada_phase_1 | LNG Canada Terminal | operating | export | 42.364 | 40.6663 | 1.6977 | 56.9709 | 29.8 | 2025 | 32 | Asset Register:authorised_export_end_year=2056 (hard stop; cuts 8y from Asset Register:authorised_export_term_years) | FALSE | FALSE
2037 | measurement_high | lng_canada_phase_1 | LNG Canada Terminal | operating | export | 42.364 | 40.6663 | 1.6977 | 56.9709 | 29.8 | 2025 | 32 | Asset Register:authorised_export_end_year=2056 (hard stop; cuts 8y from Asset Register:authorised_export_term_years) | FALSE | FALSE
2038 | measurement_high | lng_canada_phase_1 | LNG Canada Terminal | operating | export | 42.364 | 40.6663 | 1.6977 | 56.9709 | 29.8 | 2025 | 32 | Asset Register:authorised_export_end_year=2056 (hard stop; cuts 8y from Asset Register:authorised_export_term_years) | FALSE | FALSE
2039 | measurement_high | lng_canada_phase_1 | LNG Canada Terminal | operating | export | 42.364 | 40.6663 | 1.6977 | 56.9709 | 29.8 | 2025 | 32 | Asset Register:authorised_export_end_year=2056 (hard stop; cuts 8y from Asset Register:authorised_export_term_years) | FALSE | FALSE
2040 | measurement_high | lng_canada_phase_1 | LNG Canada Terminal | operating | export | 42.364 | 40.6663 | 1.6977 | 56.9709 | 29.8 | 2025 | 32 | Asset Register:authorised_export_end_year=2056 (hard stop; cuts 8y from Asset Register:authorised_export_term_years) | FALSE | FALSE
2041 | measurement_high | lng_canada_phase_1 | LNG Canada Terminal | operating | export | 42.364 | 40.6663 | 1.6977 | 56.9709 | 29.8 | 2025 | 32 | Asset Register:authorised_export_end_year=2056 (hard stop; cuts 8y from Asset Register:authorised_export_term_years) | FALSE | FALSE
2042 | measurement_high | lng_canada_phase_1 | LNG Canada Terminal | operating | export | 42.364 | 40.6663 | 1.6977 | 56.9709 | 29.8 | 2025 | 32 | Asset Register:authorised_export_end_year=2056 (hard stop; cuts 8y from Asset Register:authorised_export_term_years) | FALSE | FALSE
2043 | measurement_high | lng_canada_phase_1 | LNG Canada Terminal | operating | export | 42.364 | 40.6663 | 1.6977 | 56.9709 | 29.8 | 2025 | 32 | Asset Register:authorised_export_end_year=2056 (hard stop; cuts 8y from Asset Register:authorised_export_term_years) | FALSE | FALSE
2044 | measurement_high | lng_canada_phase_1 | LNG Canada Terminal | operating | export | 42.364 | 40.6663 | 1.6977 | 56.9709 | 29.8 | 2025 | 32 | Asset Register:authorised_export_end_year=2056 (hard stop; cuts 8y from Asset Register:authorised_export_term_years) | FALSE | FALSE
2045 | measurement_high | lng_canada_phase_1 | LNG Canada Terminal | operating | export | 42.364 | 40.6663 | 1.6977 | 56.9709 | 29.8 | 2025 | 32 | Asset Register:authorised_export_end_year=2056 (hard stop; cuts 8y from Asset Register:authorised_export_term_years) | FALSE | FALSE
2046 | measurement_high | lng_canada_phase_1 | LNG Canada Terminal | operating | export | 42.364 | 40.6663 | 1.6977 | 56.9709 | 29.8 | 2025 | 32 | Asset Register:authorised_export_end_year=2056 (hard stop; cuts 8y from Asset Register:authorised_export_term_years) | FALSE | FALSE
2047 | measurement_high | lng_canada_phase_1 | LNG Canada Terminal | operating | export | 42.364 | 40.6663 | 1.6977 | 56.9709 | 29.8 | 2025 | 32 | Asset Register:authorised_export_end_year=2056 (hard stop; cuts 8y from Asset Register:authorised_export_term_years) | FALSE | FALSE
2048 | measurement_high | lng_canada_phase_1 | LNG Canada Terminal | operating | export | 42.364 | 40.6663 | 1.6977 | 56.9709 | 29.8 | 2025 | 32 | Asset Register:authorised_export_end_year=2056 (hard stop; cuts 8y from Asset Register:authorised_export_term_years) | FALSE | FALSE
2049 | measurement_high | lng_canada_phase_1 | LNG Canada Terminal | operating | export | 42.364 | 40.6663 | 1.6977 | 56.9709 | 29.8 | 2025 | 32 | Asset Register:authorised_export_end_year=2056 (hard stop; cuts 8y from Asset Register:authorised_export_term_years) | FALSE | FALSE
2050 | measurement_high | lng_canada_phase_1 | LNG Canada Terminal | operating | export | 42.364 | 40.6663 | 1.6977 | 56.9709 | 29.8 | 2025 | 32 | Asset Register:authorised_export_end_year=2056 (hard stop; cuts 8y from Asset Register:authorised_export_term_years) | FALSE | FALSE
2051 | measurement_high | lng_canada_phase_1 | LNG Canada Terminal | operating | export | 42.364 | 40.6663 | 1.6977 | 56.9709 | 29.8 | 2025 | 32 | Asset Register:authorised_export_end_year=2056 (hard stop; cuts 8y from Asset Register:authorised_export_term_years) | FALSE | FALSE
2052 | measurement_high | lng_canada_phase_1 | LNG Canada Terminal | operating | export | 42.364 | 40.6663 | 1.6977 | 56.9709 | 29.8 | 2025 | 32 | Asset Register:authorised_export_end_year=2056 (hard stop; cuts 8y from Asset Register:authorised_export_term_years) | FALSE | FALSE
2053 | measurement_high | lng_canada_phase_1 | LNG Canada Terminal | operating | export | 42.364 | 40.6663 | 1.6977 | 56.9709 | 29.8 | 2025 | 32 | Asset Register:authorised_export_end_year=2056 (hard stop; cuts 8y from Asset Register:authorised_export_term_years) | FALSE | FALSE
2054 | measurement_high | lng_canada_phase_1 | LNG Canada Terminal | operating | export | 42.364 | 40.6663 | 1.6977 | 56.9709 | 29.8 | 2025 | 32 | Asset Register:authorised_export_end_year=2056 (hard stop; cuts 8y from Asset Register:authorised_export_term_years) | FALSE | FALSE
2055 | measurement_high | lng_canada_phase_1 | LNG Canada Terminal | operating | export | 42.364 | 40.6663 | 1.6977 | 56.9709 | 29.8 | 2025 | 32 | Asset Register:authorised_export_end_year=2056 (hard stop; cuts 8y from Asset Register:authorised_export_term_years) | FALSE | FALSE
2056 | measurement_high | lng_canada_phase_1 | LNG Canada Terminal | operating | export | 42.364 | 40.6663 | 1.6977 | 56.9709 | 29.8 | 2025 | 32 | Asset Register:authorised_export_end_year=2056 (hard stop; cuts 8y from Asset Register:authorised_export_term_years) | FALSE | FALSE
2028 | measurement_high | cedar_lng | Cedar FLNG Terminal | under_construction | export | 4.6992 | 4.5109 | 0.18832 | 6.3195 | 29.8 | 2028 | 39 | Asset Register:authorised_export_end_year=2066 (hard stop; cuts 1y from Asset Register:authorised_export_term_years) | FALSE | FALSE
2029 | measurement_high | cedar_lng | Cedar FLNG Terminal | under_construction | export | 8.2236 | 7.894 | 0.32956 | 11.0591 | 29.8 | 2028 | 39 | Asset Register:authorised_export_end_year=2066 (hard stop; cuts 1y from Asset Register:authorised_export_term_years) | FALSE | FALSE
2030 | measurement_high | cedar_lng | Cedar FLNG Terminal | under_construction | export | 9.8566 | 9.4616 | 0.395 | 13.2551 | 29.8 | 2028 | 39 | Asset Register:authorised_export_end_year=2066 (hard stop; cuts 1y from Asset Register:authorised_export_term_years) | FALSE | FALSE
2031 | measurement_high | cedar_lng | Cedar FLNG Terminal | under_construction | export | 9.8566 | 9.4616 | 0.395 | 13.2551 | 29.8 | 2028 | 39 | Asset Register:authorised_export_end_year=2066 (hard stop; cuts 1y from Asset Register:authorised_export_term_years) | FALSE | FALSE
2032 | measurement_high | cedar_lng | Cedar FLNG Terminal | under_construction | export | 9.8566 | 9.4616 | 0.395 | 13.2551 | 29.8 | 2028 | 39 | Asset Register:authorised_export_end_year=2066 (hard stop; cuts 1y from Asset Register:authorised_export_term_years) | FALSE | FALSE
2033 | measurement_high | cedar_lng | Cedar FLNG Terminal | under_construction | export | 9.8566 | 9.4616 | 0.395 | 13.2551 | 29.8 | 2028 | 39 | Asset Register:authorised_export_end_year=2066 (hard stop; cuts 1y from Asset Register:authorised_export_term_years) | FALSE | FALSE
2034 | measurement_high | cedar_lng | Cedar FLNG Terminal | under_construction | export | 9.8566 | 9.4616 | 0.395 | 13.2551 | 29.8 | 2028 | 39 | Asset Register:authorised_export_end_year=2066 (hard stop; cuts 1y from Asset Register:authorised_export_term_years) | FALSE | FALSE
2035 | measurement_high | cedar_lng | Cedar FLNG Terminal | under_construction | export | 9.8566 | 9.4616 | 0.395 | 13.2551 | 29.8 | 2028 | 39 | Asset Register:authorised_export_end_year=2066 (hard stop; cuts 1y from Asset Register:authorised_export_term_years) | FALSE | FALSE
2036 | measurement_high | cedar_lng | Cedar FLNG Terminal | under_construction | export | 9.8566 | 9.4616 | 0.395 | 13.2551 | 29.8 | 2028 | 39 | Asset Register:authorised_export_end_year=2066 (hard stop; cuts 1y from Asset Register:authorised_export_term_years) | FALSE | FALSE
2037 | measurement_high | cedar_lng | Cedar FLNG Terminal | under_construction | export | 9.8566 | 9.4616 | 0.395 | 13.2551 | 29.8 | 2028 | 39 | Asset Register:authorised_export_end_year=2066 (hard stop; cuts 1y from Asset Register:authorised_export_term_years) | FALSE | FALSE
2038 | measurement_high | cedar_lng | Cedar FLNG Terminal | under_construction | export | 9.8566 | 9.4616 | 0.395 | 13.2551 | 29.8 | 2028 | 39 | Asset Register:authorised_export_end_year=2066 (hard stop; cuts 1y from Asset Register:authorised_export_term_years) | FALSE | FALSE
2039 | measurement_high | cedar_lng | Cedar FLNG Terminal | under_construction | export | 9.8566 | 9.4616 | 0.395 | 13.2551 | 29.8 | 2028 | 39 | Asset Register:authorised_export_end_year=2066 (hard stop; cuts 1y from Asset Register:authorised_export_term_years) | FALSE | FALSE
2040 | measurement_high | cedar_lng | Cedar FLNG Terminal | under_construction | export | 9.8566 | 9.4616 | 0.395 | 13.2551 | 29.8 | 2028 | 39 | Asset Register:authorised_export_end_year=2066 (hard stop; cuts 1y from Asset Register:authorised_export_term_years) | FALSE | FALSE
2041 | measurement_high | cedar_lng | Cedar FLNG Terminal | under_construction | export | 9.8566 | 9.4616 | 0.395 | 13.2551 | 29.8 | 2028 | 39 | Asset Register:authorised_export_end_year=2066 (hard stop; cuts 1y from Asset Register:authorised_export_term_years) | FALSE | FALSE
2042 | measurement_high | cedar_lng | Cedar FLNG Terminal | under_construction | export | 9.8566 | 9.4616 | 0.395 | 13.2551 | 29.8 | 2028 | 39 | Asset Register:authorised_export_end_year=2066 (hard stop; cuts 1y from Asset Register:authorised_export_term_years) | FALSE | FALSE
2043 | measurement_high | cedar_lng | Cedar FLNG Terminal | under_construction | export | 9.8566 | 9.4616 | 0.395 | 13.2551 | 29.8 | 2028 | 39 | Asset Register:authorised_export_end_year=2066 (hard stop; cuts 1y from Asset Register:authorised_export_term_years) | FALSE | FALSE
2044 | measurement_high | cedar_lng | Cedar FLNG Terminal | under_construction | export | 9.8566 | 9.4616 | 0.395 | 13.2551 | 29.8 | 2028 | 39 | Asset Register:authorised_export_end_year=2066 (hard stop; cuts 1y from Asset Register:authorised_export_term_years) | FALSE | FALSE
2045 | measurement_high | cedar_lng | Cedar FLNG Terminal | under_construction | export | 9.8566 | 9.4616 | 0.395 | 13.2551 | 29.8 | 2028 | 39 | Asset Register:authorised_export_end_year=2066 (hard stop; cuts 1y from Asset Register:authorised_export_term_years) | FALSE | FALSE
2046 | measurement_high | cedar_lng | Cedar FLNG Terminal | under_construction | export | 9.8566 | 9.4616 | 0.395 | 13.2551 | 29.8 | 2028 | 39 | Asset Register:authorised_export_end_year=2066 (hard stop; cuts 1y from Asset Register:authorised_export_term_years) | FALSE | FALSE
2047 | measurement_high | cedar_lng | Cedar FLNG Terminal | under_construction | export | 9.8566 | 9.4616 | 0.395 | 13.2551 | 29.8 | 2028 | 39 | Asset Register:authorised_export_end_year=2066 (hard stop; cuts 1y from Asset Register:authorised_export_term_years) | FALSE | FALSE
2048 | measurement_high | cedar_lng | Cedar FLNG Terminal | under_construction | export | 9.8566 | 9.4616 | 0.395 | 13.2551 | 29.8 | 2028 | 39 | Asset Register:authorised_export_end_year=2066 (hard stop; cuts 1y from Asset Register:authorised_export_term_years) | FALSE | FALSE
2049 | measurement_high | cedar_lng | Cedar FLNG Terminal | under_construction | export | 9.8566 | 9.4616 | 0.395 | 13.2551 | 29.8 | 2028 | 39 | Asset Register:authorised_export_end_year=2066 (hard stop; cuts 1y from Asset Register:authorised_export_term_years) | FALSE | FALSE
2050 | measurement_high | cedar_lng | Cedar FLNG Terminal | under_construction | export | 9.8566 | 9.4616 | 0.395 | 13.2551 | 29.8 | 2028 | 39 | Asset Register:authorised_export_end_year=2066 (hard stop; cuts 1y from Asset Register:authorised_export_term_years) | FALSE | FALSE
2051 | measurement_high | cedar_lng | Cedar FLNG Terminal | under_construction | export | 9.8566 | 9.4616 | 0.395 | 13.2551 | 29.8 | 2028 | 39 | Asset Register:authorised_export_end_year=2066 (hard stop; cuts 1y from Asset Register:authorised_export_term_years) | FALSE | FALSE
2052 | measurement_high | cedar_lng | Cedar FLNG Terminal | under_construction | export | 9.8566 | 9.4616 | 0.395 | 13.2551 | 29.8 | 2028 | 39 | Asset Register:authorised_export_end_year=2066 (hard stop; cuts 1y from Asset Register:authorised_export_term_years) | FALSE | FALSE
2053 | measurement_high | cedar_lng | Cedar FLNG Terminal | under_construction | export | 9.8566 | 9.4616 | 0.395 | 13.2551 | 29.8 | 2028 | 39 | Asset Register:authorised_export_end_year=2066 (hard stop; cuts 1y from Asset Register:authorised_export_term_years) | FALSE | FALSE
2054 | measurement_high | cedar_lng | Cedar FLNG Terminal | under_construction | export | 9.8566 | 9.4616 | 0.395 | 13.2551 | 29.8 | 2028 | 39 | Asset Register:authorised_export_end_year=2066 (hard stop; cuts 1y from Asset Register:authorised_export_term_years) | FALSE | FALSE
2055 | measurement_high | cedar_lng | Cedar FLNG Terminal | under_construction | export | 9.8566 | 9.4616 | 0.395 | 13.2551 | 29.8 | 2028 | 39 | Asset Register:authorised_export_end_year=2066 (hard stop; cuts 1y from Asset Register:authorised_export_term_years) | FALSE | FALSE
2056 | measurement_high | cedar_lng | Cedar FLNG Terminal | under_construction | export | 9.8566 | 9.4616 | 0.395 | 13.2551 | 29.8 | 2028 | 39 | Asset Register:authorised_export_end_year=2066 (hard stop; cuts 1y from Asset Register:authorised_export_term_years) | FALSE | FALSE
2057 | measurement_high | cedar_lng | Cedar FLNG Terminal | under_construction | export | 9.8566 | 9.4616 | 0.395 | 13.2551 | 29.8 | 2028 | 39 | Asset Register:authorised_export_end_year=2066 (hard stop; cuts 1y from Asset Register:authorised_export_term_years) | FALSE | FALSE
2058 | measurement_high | cedar_lng | Cedar FLNG Terminal | under_construction | export | 9.8566 | 9.4616 | 0.395 | 13.2551 | 29.8 | 2028 | 39 | Asset Register:authorised_export_end_year=2066 (hard stop; cuts 1y from Asset Register:authorised_export_term_years) | FALSE | FALSE
2059 | measurement_high | cedar_lng | Cedar FLNG Terminal | under_construction | export | 9.8566 | 9.4616 | 0.395 | 13.2551 | 29.8 | 2028 | 39 | Asset Register:authorised_export_end_year=2066 (hard stop; cuts 1y from Asset Register:authorised_export_term_years) | FALSE | FALSE
2060 | measurement_high | cedar_lng | Cedar FLNG Terminal | under_construction | export | 9.8566 | 9.4616 | 0.395 | 13.2551 | 29.8 | 2028 | 39 | Asset Register:authorised_export_end_year=2066 (hard stop; cuts 1y from Asset Register:authorised_export_term_years) | FALSE | FALSE
2061 | measurement_high | cedar_lng | Cedar FLNG Terminal | under_construction | export | 9.8566 | 9.4616 | 0.395 | 13.2551 | 29.8 | 2028 | 39 | Asset Register:authorised_export_end_year=2066 (hard stop; cuts 1y from Asset Register:authorised_export_term_years) | FALSE | FALSE
2062 | measurement_high | cedar_lng | Cedar FLNG Terminal | under_construction | export | 9.8566 | 9.4616 | 0.395 | 13.2551 | 29.8 | 2028 | 39 | Asset Register:authorised_export_end_year=2066 (hard stop; cuts 1y from Asset Register:authorised_export_term_years) | FALSE | FALSE
2063 | measurement_high | cedar_lng | Cedar FLNG Terminal | under_construction | export | 9.8566 | 9.4616 | 0.395 | 13.2551 | 29.8 | 2028 | 39 | Asset Register:authorised_export_end_year=2066 (hard stop; cuts 1y from Asset Register:authorised_export_term_years) | FALSE | FALSE
2064 | measurement_high | cedar_lng | Cedar FLNG Terminal | under_construction | export | 9.8566 | 9.4616 | 0.395 | 13.2551 | 29.8 | 2028 | 39 | Asset Register:authorised_export_end_year=2066 (hard stop; cuts 1y from Asset Register:authorised_export_term_years) | FALSE | FALSE
2065 | measurement_high | cedar_lng | Cedar FLNG Terminal | under_construction | export | 9.8566 | 9.4616 | 0.395 | 13.2551 | 29.8 | 2028 | 39 | Asset Register:authorised_export_end_year=2066 (hard stop; cuts 1y from Asset Register:authorised_export_term_years) | FALSE | FALSE
2066 | measurement_high | cedar_lng | Cedar FLNG Terminal | under_construction | export | 9.8566 | 9.4616 | 0.395 | 13.2551 | 29.8 | 2028 | 39 | Asset Register:authorised_export_end_year=2066 (hard stop; cuts 1y from Asset Register:authorised_export_term_years) | FALSE | FALSE
2028 | measurement_high | woodfibre_lng | Woodfibre LNG Terminal | under_construction | export | 2.9904 | 2.8706 | 0.11984 | 4.0215 | 29.8 | 2028 | 30 | Asset Register:authorised_export_end_year=2057 (hard stop; cuts 10y from Asset Register:authorised_export_term_years) | FALSE | FALSE
2029 | measurement_high | woodfibre_lng | Woodfibre LNG Terminal | under_construction | export | 5.2332 | 5.0235 | 0.20972 | 7.0376 | 29.8 | 2028 | 30 | Asset Register:authorised_export_end_year=2057 (hard stop; cuts 10y from Asset Register:authorised_export_term_years) | FALSE | FALSE
2030 | measurement_high | woodfibre_lng | Woodfibre LNG Terminal | under_construction | export | 6.2724 | 6.021 | 0.25136 | 8.435 | 29.8 | 2028 | 30 | Asset Register:authorised_export_end_year=2057 (hard stop; cuts 10y from Asset Register:authorised_export_term_years) | FALSE | FALSE
2031 | measurement_high | woodfibre_lng | Woodfibre LNG Terminal | under_construction | export | 6.2724 | 6.021 | 0.25136 | 8.435 | 29.8 | 2028 | 30 | Asset Register:authorised_export_end_year=2057 (hard stop; cuts 10y from Asset Register:authorised_export_term_years) | FALSE | FALSE
2032 | measurement_high | woodfibre_lng | Woodfibre LNG Terminal | under_construction | export | 6.2724 | 6.021 | 0.25136 | 8.435 | 29.8 | 2028 | 30 | Asset Register:authorised_export_end_year=2057 (hard stop; cuts 10y from Asset Register:authorised_export_term_years) | FALSE | FALSE
2033 | measurement_high | woodfibre_lng | Woodfibre LNG Terminal | under_construction | export | 6.2724 | 6.021 | 0.25136 | 8.435 | 29.8 | 2028 | 30 | Asset Register:authorised_export_end_year=2057 (hard stop; cuts 10y from Asset Register:authorised_export_term_years) | FALSE | FALSE
2034 | measurement_high | woodfibre_lng | Woodfibre LNG Terminal | under_construction | export | 6.2724 | 6.021 | 0.25136 | 8.435 | 29.8 | 2028 | 30 | Asset Register:authorised_export_end_year=2057 (hard stop; cuts 10y from Asset Register:authorised_export_term_years) | FALSE | FALSE
2035 | measurement_high | woodfibre_lng | Woodfibre LNG Terminal | under_construction | export | 6.2724 | 6.021 | 0.25136 | 8.435 | 29.8 | 2028 | 30 | Asset Register:authorised_export_end_year=2057 (hard stop; cuts 10y from Asset Register:authorised_export_term_years) | FALSE | FALSE
2036 | measurement_high | woodfibre_lng | Woodfibre LNG Terminal | under_construction | export | 6.2724 | 6.021 | 0.25136 | 8.435 | 29.8 | 2028 | 30 | Asset Register:authorised_export_end_year=2057 (hard stop; cuts 10y from Asset Register:authorised_export_term_years) | FALSE | FALSE
2037 | measurement_high | woodfibre_lng | Woodfibre LNG Terminal | under_construction | export | 6.2724 | 6.021 | 0.25136 | 8.435 | 29.8 | 2028 | 30 | Asset Register:authorised_export_end_year=2057 (hard stop; cuts 10y from Asset Register:authorised_export_term_years) | FALSE | FALSE
2038 | measurement_high | woodfibre_lng | Woodfibre LNG Terminal | under_construction | export | 6.2724 | 6.021 | 0.25136 | 8.435 | 29.8 | 2028 | 30 | Asset Register:authorised_export_end_year=2057 (hard stop; cuts 10y from Asset Register:authorised_export_term_years) | FALSE | FALSE
2039 | measurement_high | woodfibre_lng | Woodfibre LNG Terminal | under_construction | export | 6.2724 | 6.021 | 0.25136 | 8.435 | 29.8 | 2028 | 30 | Asset Register:authorised_export_end_year=2057 (hard stop; cuts 10y from Asset Register:authorised_export_term_years) | FALSE | FALSE
2040 | measurement_high | woodfibre_lng | Woodfibre LNG Terminal | under_construction | export | 6.2724 | 6.021 | 0.25136 | 8.435 | 29.8 | 2028 | 30 | Asset Register:authorised_export_end_year=2057 (hard stop; cuts 10y from Asset Register:authorised_export_term_years) | FALSE | FALSE
2041 | measurement_high | woodfibre_lng | Woodfibre LNG Terminal | under_construction | export | 6.2724 | 6.021 | 0.25136 | 8.435 | 29.8 | 2028 | 30 | Asset Register:authorised_export_end_year=2057 (hard stop; cuts 10y from Asset Register:authorised_export_term_years) | FALSE | FALSE
2042 | measurement_high | woodfibre_lng | Woodfibre LNG Terminal | under_construction | export | 6.2724 | 6.021 | 0.25136 | 8.435 | 29.8 | 2028 | 30 | Asset Register:authorised_export_end_year=2057 (hard stop; cuts 10y from Asset Register:authorised_export_term_years) | FALSE | FALSE
2043 | measurement_high | woodfibre_lng | Woodfibre LNG Terminal | under_construction | export | 6.2724 | 6.021 | 0.25136 | 8.435 | 29.8 | 2028 | 30 | Asset Register:authorised_export_end_year=2057 (hard stop; cuts 10y from Asset Register:authorised_export_term_years) | FALSE | FALSE
2044 | measurement_high | woodfibre_lng | Woodfibre LNG Terminal | under_construction | export | 6.2724 | 6.021 | 0.25136 | 8.435 | 29.8 | 2028 | 30 | Asset Register:authorised_export_end_year=2057 (hard stop; cuts 10y from Asset Register:authorised_export_term_years) | FALSE | FALSE
2045 | measurement_high | woodfibre_lng | Woodfibre LNG Terminal | under_construction | export | 6.2724 | 6.021 | 0.25136 | 8.435 | 29.8 | 2028 | 30 | Asset Register:authorised_export_end_year=2057 (hard stop; cuts 10y from Asset Register:authorised_export_term_years) | FALSE | FALSE
2046 | measurement_high | woodfibre_lng | Woodfibre LNG Terminal | under_construction | export | 6.2724 | 6.021 | 0.25136 | 8.435 | 29.8 | 2028 | 30 | Asset Register:authorised_export_end_year=2057 (hard stop; cuts 10y from Asset Register:authorised_export_term_years) | FALSE | FALSE
2047 | measurement_high | woodfibre_lng | Woodfibre LNG Terminal | under_construction | export | 6.2724 | 6.021 | 0.25136 | 8.435 | 29.8 | 2028 | 30 | Asset Register:authorised_export_end_year=2057 (hard stop; cuts 10y from Asset Register:authorised_export_term_years) | FALSE | FALSE
2048 | measurement_high | woodfibre_lng | Woodfibre LNG Terminal | under_construction | export | 6.2724 | 6.021 | 0.25136 | 8.435 | 29.8 | 2028 | 30 | Asset Register:authorised_export_end_year=2057 (hard stop; cuts 10y from Asset Register:authorised_export_term_years) | FALSE | FALSE
2049 | measurement_high | woodfibre_lng | Woodfibre LNG Terminal | under_construction | export | 6.2724 | 6.021 | 0.25136 | 8.435 | 29.8 | 2028 | 30 | Asset Register:authorised_export_end_year=2057 (hard stop; cuts 10y from Asset Register:authorised_export_term_years) | FALSE | FALSE
2050 | measurement_high | woodfibre_lng | Woodfibre LNG Terminal | under_construction | export | 6.2724 | 6.021 | 0.25136 | 8.435 | 29.8 | 2028 | 30 | Asset Register:authorised_export_end_year=2057 (hard stop; cuts 10y from Asset Register:authorised_export_term_years) | FALSE | FALSE
2051 | measurement_high | woodfibre_lng | Woodfibre LNG Terminal | under_construction | export | 6.2724 | 6.021 | 0.25136 | 8.435 | 29.8 | 2028 | 30 | Asset Register:authorised_export_end_year=2057 (hard stop; cuts 10y from Asset Register:authorised_export_term_years) | FALSE | FALSE
2052 | measurement_high | woodfibre_lng | Woodfibre LNG Terminal | under_construction | export | 6.2724 | 6.021 | 0.25136 | 8.435 | 29.8 | 2028 | 30 | Asset Register:authorised_export_end_year=2057 (hard stop; cuts 10y from Asset Register:authorised_export_term_years) | FALSE | FALSE
2053 | measurement_high | woodfibre_lng | Woodfibre LNG Terminal | under_construction | export | 6.2724 | 6.021 | 0.25136 | 8.435 | 29.8 | 2028 | 30 | Asset Register:authorised_export_end_year=2057 (hard stop; cuts 10y from Asset Register:authorised_export_term_years) | FALSE | FALSE
2054 | measurement_high | woodfibre_lng | Woodfibre LNG Terminal | under_construction | export | 6.2724 | 6.021 | 0.25136 | 8.435 | 29.8 | 2028 | 30 | Asset Register:authorised_export_end_year=2057 (hard stop; cuts 10y from Asset Register:authorised_export_term_years) | FALSE | FALSE
2055 | measurement_high | woodfibre_lng | Woodfibre LNG Terminal | under_construction | export | 6.2724 | 6.021 | 0.25136 | 8.435 | 29.8 | 2028 | 30 | Asset Register:authorised_export_end_year=2057 (hard stop; cuts 10y from Asset Register:authorised_export_term_years) | FALSE | FALSE
2056 | measurement_high | woodfibre_lng | Woodfibre LNG Terminal | under_construction | export | 6.2724 | 6.021 | 0.25136 | 8.435 | 29.8 | 2028 | 30 | Asset Register:authorised_export_end_year=2057 (hard stop; cuts 10y from Asset Register:authorised_export_term_years) | FALSE | FALSE
2057 | measurement_high | woodfibre_lng | Woodfibre LNG Terminal | under_construction | export | 6.2724 | 6.021 | 0.25136 | 8.435 | 29.8 | 2028 | 30 | Asset Register:authorised_export_end_year=2057 (hard stop; cuts 10y from Asset Register:authorised_export_term_years) | FALSE | FALSE
2035 | measurement_high | lng_canada_phase_2 | LNG Canada Terminal | proposed | export | 19.936 | 19.1371 | 0.79893 | 26.8098 | 29.8 | 2030 | 27 | Asset Register:authorised_export_end_year=2056 (hard stop; cuts 13y from Asset Register:authorised_export_term_years) | FALSE | FALSE
2036 | measurement_high | lng_canada_phase_2 | LNG Canada Terminal | proposed | export | 34.888 | 33.4899 | 1.3981 | 46.9172 | 29.8 | 2030 | 27 | Asset Register:authorised_export_end_year=2056 (hard stop; cuts 13y from Asset Register:authorised_export_term_years) | FALSE | FALSE
2037 | measurement_high | lng_canada_phase_2 | LNG Canada Terminal | proposed | export | 41.8158 | 40.14 | 1.6758 | 56.2336 | 29.8 | 2030 | 27 | Asset Register:authorised_export_end_year=2056 (hard stop; cuts 13y from Asset Register:authorised_export_term_years) | FALSE | FALSE
2038 | measurement_high | lng_canada_phase_2 | LNG Canada Terminal | proposed | export | 41.8158 | 40.14 | 1.6758 | 56.2336 | 29.8 | 2030 | 27 | Asset Register:authorised_export_end_year=2056 (hard stop; cuts 13y from Asset Register:authorised_export_term_years) | FALSE | FALSE
2039 | measurement_high | lng_canada_phase_2 | LNG Canada Terminal | proposed | export | 41.8158 | 40.14 | 1.6758 | 56.2336 | 29.8 | 2030 | 27 | Asset Register:authorised_export_end_year=2056 (hard stop; cuts 13y from Asset Register:authorised_export_term_years) | FALSE | FALSE
2040 | measurement_high | lng_canada_phase_2 | LNG Canada Terminal | proposed | export | 41.8158 | 40.14 | 1.6758 | 56.2336 | 29.8 | 2030 | 27 | Asset Register:authorised_export_end_year=2056 (hard stop; cuts 13y from Asset Register:authorised_export_term_years) | FALSE | FALSE
2041 | measurement_high | lng_canada_phase_2 | LNG Canada Terminal | proposed | export | 41.8158 | 40.14 | 1.6758 | 56.2336 | 29.8 | 2030 | 27 | Asset Register:authorised_export_end_year=2056 (hard stop; cuts 13y from Asset Register:authorised_export_term_years) | FALSE | FALSE
2042 | measurement_high | lng_canada_phase_2 | LNG Canada Terminal | proposed | export | 41.8158 | 40.14 | 1.6758 | 56.2336 | 29.8 | 2030 | 27 | Asset Register:authorised_export_end_year=2056 (hard stop; cuts 13y from Asset Register:authorised_export_term_years) | FALSE | FALSE
2043 | measurement_high | lng_canada_phase_2 | LNG Canada Terminal | proposed | export | 41.8158 | 40.14 | 1.6758 | 56.2336 | 29.8 | 2030 | 27 | Asset Register:authorised_export_end_year=2056 (hard stop; cuts 13y from Asset Register:authorised_export_term_years) | FALSE | FALSE
2044 | measurement_high | lng_canada_phase_2 | LNG Canada Terminal | proposed | export | 41.8158 | 40.14 | 1.6758 | 56.2336 | 29.8 | 2030 | 27 | Asset Register:authorised_export_end_year=2056 (hard stop; cuts 13y from Asset Register:authorised_export_term_years) | FALSE | FALSE
2045 | measurement_high | lng_canada_phase_2 | LNG Canada Terminal | proposed | export | 41.8158 | 40.14 | 1.6758 | 56.2336 | 29.8 | 2030 | 27 | Asset Register:authorised_export_end_year=2056 (hard stop; cuts 13y from Asset Register:authorised_export_term_years) | FALSE | FALSE
2046 | measurement_high | lng_canada_phase_2 | LNG Canada Terminal | proposed | export | 41.8158 | 40.14 | 1.6758 | 56.2336 | 29.8 | 2030 | 27 | Asset Register:authorised_export_end_year=2056 (hard stop; cuts 13y from Asset Register:authorised_export_term_years) | FALSE | FALSE
2047 | measurement_high | lng_canada_phase_2 | LNG Canada Terminal | proposed | export | 41.8158 | 40.14 | 1.6758 | 56.2336 | 29.8 | 2030 | 27 | Asset Register:authorised_export_end_year=2056 (hard stop; cuts 13y from Asset Register:authorised_export_term_years) | FALSE | FALSE
2048 | measurement_high | lng_canada_phase_2 | LNG Canada Terminal | proposed | export | 41.8158 | 40.14 | 1.6758 | 56.2336 | 29.8 | 2030 | 27 | Asset Register:authorised_export_end_year=2056 (hard stop; cuts 13y from Asset Register:authorised_export_term_years) | FALSE | FALSE
2049 | measurement_high | lng_canada_phase_2 | LNG Canada Terminal | proposed | export | 41.8158 | 40.14 | 1.6758 | 56.2336 | 29.8 | 2030 | 27 | Asset Register:authorised_export_end_year=2056 (hard stop; cuts 13y from Asset Register:authorised_export_term_years) | FALSE | FALSE
2050 | measurement_high | lng_canada_phase_2 | LNG Canada Terminal | proposed | export | 41.8158 | 40.14 | 1.6758 | 56.2336 | 29.8 | 2030 | 27 | Asset Register:authorised_export_end_year=2056 (hard stop; cuts 13y from Asset Register:authorised_export_term_years) | FALSE | FALSE
2051 | measurement_high | lng_canada_phase_2 | LNG Canada Terminal | proposed | export | 41.8158 | 40.14 | 1.6758 | 56.2336 | 29.8 | 2030 | 27 | Asset Register:authorised_export_end_year=2056 (hard stop; cuts 13y from Asset Register:authorised_export_term_years) | FALSE | FALSE
2052 | measurement_high | lng_canada_phase_2 | LNG Canada Terminal | proposed | export | 41.8158 | 40.14 | 1.6758 | 56.2336 | 29.8 | 2030 | 27 | Asset Register:authorised_export_end_year=2056 (hard stop; cuts 13y from Asset Register:authorised_export_term_years) | FALSE | FALSE
2053 | measurement_high | lng_canada_phase_2 | LNG Canada Terminal | proposed | export | 41.8158 | 40.14 | 1.6758 | 56.2336 | 29.8 | 2030 | 27 | Asset Register:authorised_export_end_year=2056 (hard stop; cuts 13y from Asset Register:authorised_export_term_years) | FALSE | FALSE
2054 | measurement_high | lng_canada_phase_2 | LNG Canada Terminal | proposed | export | 41.8158 | 40.14 | 1.6758 | 56.2336 | 29.8 | 2030 | 27 | Asset Register:authorised_export_end_year=2056 (hard stop; cuts 13y from Asset Register:authorised_export_term_years) | FALSE | FALSE
2055 | measurement_high | lng_canada_phase_2 | LNG Canada Terminal | proposed | export | 41.8158 | 40.14 | 1.6758 | 56.2336 | 29.8 | 2030 | 27 | Asset Register:authorised_export_end_year=2056 (hard stop; cuts 13y from Asset Register:authorised_export_term_years) | FALSE | FALSE
2056 | measurement_high | lng_canada_phase_2 | LNG Canada Terminal | proposed | export | 41.8158 | 40.14 | 1.6758 | 56.2336 | 29.8 | 2030 | 27 | Asset Register:authorised_export_end_year=2056 (hard stop; cuts 13y from Asset Register:authorised_export_term_years) | FALSE | FALSE
2034 | measurement_high | ksi_lisims_lng | Ksi Lisims FLNG Terminal | proposed | export | 17.088 | 16.4032 | 0.6848 | 22.9799 | 29.8 | 2029 | 35 | Asset Register:authorised_export_end_year=2063 (hard stop; cuts 5y from Asset Register:authorised_export_term_years) | FALSE | FALSE
2035 | measurement_high | ksi_lisims_lng | Ksi Lisims FLNG Terminal | proposed | export | 29.904 | 28.7056 | 1.1984 | 40.2148 | 29.8 | 2029 | 35 | Asset Register:authorised_export_end_year=2063 (hard stop; cuts 5y from Asset Register:authorised_export_term_years) | FALSE | FALSE
2036 | measurement_high | ksi_lisims_lng | Ksi Lisims FLNG Terminal | proposed | export | 35.8421 | 34.4057 | 1.4364 | 48.2003 | 29.8 | 2029 | 35 | Asset Register:authorised_export_end_year=2063 (hard stop; cuts 5y from Asset Register:authorised_export_term_years) | FALSE | FALSE
2037 | measurement_high | ksi_lisims_lng | Ksi Lisims FLNG Terminal | proposed | export | 35.8421 | 34.4057 | 1.4364 | 48.2003 | 29.8 | 2029 | 35 | Asset Register:authorised_export_end_year=2063 (hard stop; cuts 5y from Asset Register:authorised_export_term_years) | FALSE | FALSE
2038 | measurement_high | ksi_lisims_lng | Ksi Lisims FLNG Terminal | proposed | export | 35.8421 | 34.4057 | 1.4364 | 48.2003 | 29.8 | 2029 | 35 | Asset Register:authorised_export_end_year=2063 (hard stop; cuts 5y from Asset Register:authorised_export_term_years) | FALSE | FALSE
2039 | measurement_high | ksi_lisims_lng | Ksi Lisims FLNG Terminal | proposed | export | 35.8421 | 34.4057 | 1.4364 | 48.2003 | 29.8 | 2029 | 35 | Asset Register:authorised_export_end_year=2063 (hard stop; cuts 5y from Asset Register:authorised_export_term_years) | FALSE | FALSE
2040 | measurement_high | ksi_lisims_lng | Ksi Lisims FLNG Terminal | proposed | export | 35.8421 | 34.4057 | 1.4364 | 48.2003 | 29.8 | 2029 | 35 | Asset Register:authorised_export_end_year=2063 (hard stop; cuts 5y from Asset Register:authorised_export_term_years) | FALSE | FALSE
2041 | measurement_high | ksi_lisims_lng | Ksi Lisims FLNG Terminal | proposed | export | 35.8421 | 34.4057 | 1.4364 | 48.2003 | 29.8 | 2029 | 35 | Asset Register:authorised_export_end_year=2063 (hard stop; cuts 5y from Asset Register:authorised_export_term_years) | FALSE | FALSE
2042 | measurement_high | ksi_lisims_lng | Ksi Lisims FLNG Terminal | proposed | export | 35.8421 | 34.4057 | 1.4364 | 48.2003 | 29.8 | 2029 | 35 | Asset Register:authorised_export_end_year=2063 (hard stop; cuts 5y from Asset Register:authorised_export_term_years) | FALSE | FALSE
2043 | measurement_high | ksi_lisims_lng | Ksi Lisims FLNG Terminal | proposed | export | 35.8421 | 34.4057 | 1.4364 | 48.2003 | 29.8 | 2029 | 35 | Asset Register:authorised_export_end_year=2063 (hard stop; cuts 5y from Asset Register:authorised_export_term_years) | FALSE | FALSE
2044 | measurement_high | ksi_lisims_lng | Ksi Lisims FLNG Terminal | proposed | export | 35.8421 | 34.4057 | 1.4364 | 48.2003 | 29.8 | 2029 | 35 | Asset Register:authorised_export_end_year=2063 (hard stop; cuts 5y from Asset Register:authorised_export_term_years) | FALSE | FALSE
2045 | measurement_high | ksi_lisims_lng | Ksi Lisims FLNG Terminal | proposed | export | 35.8421 | 34.4057 | 1.4364 | 48.2003 | 29.8 | 2029 | 35 | Asset Register:authorised_export_end_year=2063 (hard stop; cuts 5y from Asset Register:authorised_export_term_years) | FALSE | FALSE
2046 | measurement_high | ksi_lisims_lng | Ksi Lisims FLNG Terminal | proposed | export | 35.8421 | 34.4057 | 1.4364 | 48.2003 | 29.8 | 2029 | 35 | Asset Register:authorised_export_end_year=2063 (hard stop; cuts 5y from Asset Register:authorised_export_term_years) | FALSE | FALSE
2047 | measurement_high | ksi_lisims_lng | Ksi Lisims FLNG Terminal | proposed | export | 35.8421 | 34.4057 | 1.4364 | 48.2003 | 29.8 | 2029 | 35 | Asset Register:authorised_export_end_year=2063 (hard stop; cuts 5y from Asset Register:authorised_export_term_years) | FALSE | FALSE
2048 | measurement_high | ksi_lisims_lng | Ksi Lisims FLNG Terminal | proposed | export | 35.8421 | 34.4057 | 1.4364 | 48.2003 | 29.8 | 2029 | 35 | Asset Register:authorised_export_end_year=2063 (hard stop; cuts 5y from Asset Register:authorised_export_term_years) | FALSE | FALSE
2049 | measurement_high | ksi_lisims_lng | Ksi Lisims FLNG Terminal | proposed | export | 35.8421 | 34.4057 | 1.4364 | 48.2003 | 29.8 | 2029 | 35 | Asset Register:authorised_export_end_year=2063 (hard stop; cuts 5y from Asset Register:authorised_export_term_years) | FALSE | FALSE
2050 | measurement_high | ksi_lisims_lng | Ksi Lisims FLNG Terminal | proposed | export | 35.8421 | 34.4057 | 1.4364 | 48.2003 | 29.8 | 2029 | 35 | Asset Register:authorised_export_end_year=2063 (hard stop; cuts 5y from Asset Register:authorised_export_term_years) | FALSE | FALSE
2051 | measurement_high | ksi_lisims_lng | Ksi Lisims FLNG Terminal | proposed | export | 35.8421 | 34.4057 | 1.4364 | 48.2003 | 29.8 | 2029 | 35 | Asset Register:authorised_export_end_year=2063 (hard stop; cuts 5y from Asset Register:authorised_export_term_years) | FALSE | FALSE
2052 | measurement_high | ksi_lisims_lng | Ksi Lisims FLNG Terminal | proposed | export | 35.8421 | 34.4057 | 1.4364 | 48.2003 | 29.8 | 2029 | 35 | Asset Register:authorised_export_end_year=2063 (hard stop; cuts 5y from Asset Register:authorised_export_term_years) | FALSE | FALSE
2053 | measurement_high | ksi_lisims_lng | Ksi Lisims FLNG Terminal | proposed | export | 35.8421 | 34.4057 | 1.4364 | 48.2003 | 29.8 | 2029 | 35 | Asset Register:authorised_export_end_year=2063 (hard stop; cuts 5y from Asset Register:authorised_export_term_years) | FALSE | FALSE
2054 | measurement_high | ksi_lisims_lng | Ksi Lisims FLNG Terminal | proposed | export | 35.8421 | 34.4057 | 1.4364 | 48.2003 | 29.8 | 2029 | 35 | Asset Register:authorised_export_end_year=2063 (hard stop; cuts 5y from Asset Register:authorised_export_term_years) | FALSE | FALSE
2055 | measurement_high | ksi_lisims_lng | Ksi Lisims FLNG Terminal | proposed | export | 35.8421 | 34.4057 | 1.4364 | 48.2003 | 29.8 | 2029 | 35 | Asset Register:authorised_export_end_year=2063 (hard stop; cuts 5y from Asset Register:authorised_export_term_years) | FALSE | FALSE
2056 | measurement_high | ksi_lisims_lng | Ksi Lisims FLNG Terminal | proposed | export | 35.8421 | 34.4057 | 1.4364 | 48.2003 | 29.8 | 2029 | 35 | Asset Register:authorised_export_end_year=2063 (hard stop; cuts 5y from Asset Register:authorised_export_term_years) | FALSE | FALSE
2057 | measurement_high | ksi_lisims_lng | Ksi Lisims FLNG Terminal | proposed | export | 35.8421 | 34.4057 | 1.4364 | 48.2003 | 29.8 | 2029 | 35 | Asset Register:authorised_export_end_year=2063 (hard stop; cuts 5y from Asset Register:authorised_export_term_years) | FALSE | FALSE
2058 | measurement_high | ksi_lisims_lng | Ksi Lisims FLNG Terminal | proposed | export | 35.8421 | 34.4057 | 1.4364 | 48.2003 | 29.8 | 2029 | 35 | Asset Register:authorised_export_end_year=2063 (hard stop; cuts 5y from Asset Register:authorised_export_term_years) | FALSE | FALSE
2059 | measurement_high | ksi_lisims_lng | Ksi Lisims FLNG Terminal | proposed | export | 35.8421 | 34.4057 | 1.4364 | 48.2003 | 29.8 | 2029 | 35 | Asset Register:authorised_export_end_year=2063 (hard stop; cuts 5y from Asset Register:authorised_export_term_years) | FALSE | FALSE
2060 | measurement_high | ksi_lisims_lng | Ksi Lisims FLNG Terminal | proposed | export | 35.8421 | 34.4057 | 1.4364 | 48.2003 | 29.8 | 2029 | 35 | Asset Register:authorised_export_end_year=2063 (hard stop; cuts 5y from Asset Register:authorised_export_term_years) | FALSE | FALSE
2061 | measurement_high | ksi_lisims_lng | Ksi Lisims FLNG Terminal | proposed | export | 35.8421 | 34.4057 | 1.4364 | 48.2003 | 29.8 | 2029 | 35 | Asset Register:authorised_export_end_year=2063 (hard stop; cuts 5y from Asset Register:authorised_export_term_years) | FALSE | FALSE
2062 | measurement_high | ksi_lisims_lng | Ksi Lisims FLNG Terminal | proposed | export | 35.8421 | 34.4057 | 1.4364 | 48.2003 | 29.8 | 2029 | 35 | Asset Register:authorised_export_end_year=2063 (hard stop; cuts 5y from Asset Register:authorised_export_term_years) | FALSE | FALSE
2063 | measurement_high | ksi_lisims_lng | Ksi Lisims FLNG Terminal | proposed | export | 35.8421 | 34.4057 | 1.4364 | 48.2003 | 29.8 | 2029 | 35 | Asset Register:authorised_export_end_year=2063 (hard stop; cuts 5y from Asset Register:authorised_export_term_years) | FALSE | FALSE
2035 | measurement_high | marinvest_baie_comeau | Kino Aski LNG (formerly Marinvest Energy, Baie-Comeau) | proposed | export | 21.36 | 20.504 | 0.856 | 28.7248 | 29.8 | 2030 | 40 | Parameters:lifecycle_years_default | TRUE | FALSE
2036 | measurement_high | marinvest_baie_comeau | Kino Aski LNG (formerly Marinvest Energy, Baie-Comeau) | proposed | export | 37.38 | 35.882 | 1.498 | 50.2685 | 29.8 | 2030 | 40 | Parameters:lifecycle_years_default | TRUE | FALSE
2037 | measurement_high | marinvest_baie_comeau | Kino Aski LNG (formerly Marinvest Energy, Baie-Comeau) | proposed | export | 44.8026 | 43.0071 | 1.7955 | 60.2503 | 29.8 | 2030 | 40 | Parameters:lifecycle_years_default | TRUE | FALSE
2038 | measurement_high | marinvest_baie_comeau | Kino Aski LNG (formerly Marinvest Energy, Baie-Comeau) | proposed | export | 44.8026 | 43.0071 | 1.7955 | 60.2503 | 29.8 | 2030 | 40 | Parameters:lifecycle_years_default | TRUE | FALSE
2039 | measurement_high | marinvest_baie_comeau | Kino Aski LNG (formerly Marinvest Energy, Baie-Comeau) | proposed | export | 44.8026 | 43.0071 | 1.7955 | 60.2503 | 29.8 | 2030 | 40 | Parameters:lifecycle_years_default | TRUE | FALSE
2040 | measurement_high | marinvest_baie_comeau | Kino Aski LNG (formerly Marinvest Energy, Baie-Comeau) | proposed | export | 44.8026 | 43.0071 | 1.7955 | 60.2503 | 29.8 | 2030 | 40 | Parameters:lifecycle_years_default | TRUE | FALSE
2041 | measurement_high | marinvest_baie_comeau | Kino Aski LNG (formerly Marinvest Energy, Baie-Comeau) | proposed | export | 44.8026 | 43.0071 | 1.7955 | 60.2503 | 29.8 | 2030 | 40 | Parameters:lifecycle_years_default | TRUE | FALSE
2042 | measurement_high | marinvest_baie_comeau | Kino Aski LNG (formerly Marinvest Energy, Baie-Comeau) | proposed | export | 44.8026 | 43.0071 | 1.7955 | 60.2503 | 29.8 | 2030 | 40 | Parameters:lifecycle_years_default | TRUE | FALSE
2043 | measurement_high | marinvest_baie_comeau | Kino Aski LNG (formerly Marinvest Energy, Baie-Comeau) | proposed | export | 44.8026 | 43.0071 | 1.7955 | 60.2503 | 29.8 | 2030 | 40 | Parameters:lifecycle_years_default | TRUE | FALSE
2044 | measurement_high | marinvest_baie_comeau | Kino Aski LNG (formerly Marinvest Energy, Baie-Comeau) | proposed | export | 44.8026 | 43.0071 | 1.7955 | 60.2503 | 29.8 | 2030 | 40 | Parameters:lifecycle_years_default | TRUE | FALSE
2045 | measurement_high | marinvest_baie_comeau | Kino Aski LNG (formerly Marinvest Energy, Baie-Comeau) | proposed | export | 44.8026 | 43.0071 | 1.7955 | 60.2503 | 29.8 | 2030 | 40 | Parameters:lifecycle_years_default | TRUE | FALSE
2046 | measurement_high | marinvest_baie_comeau | Kino Aski LNG (formerly Marinvest Energy, Baie-Comeau) | proposed | export | 44.8026 | 43.0071 | 1.7955 | 60.2503 | 29.8 | 2030 | 40 | Parameters:lifecycle_years_default | TRUE | FALSE
2047 | measurement_high | marinvest_baie_comeau | Kino Aski LNG (formerly Marinvest Energy, Baie-Comeau) | proposed | export | 44.8026 | 43.0071 | 1.7955 | 60.2503 | 29.8 | 2030 | 40 | Parameters:lifecycle_years_default | TRUE | FALSE
2048 | measurement_high | marinvest_baie_comeau | Kino Aski LNG (formerly Marinvest Energy, Baie-Comeau) | proposed | export | 44.8026 | 43.0071 | 1.7955 | 60.2503 | 29.8 | 2030 | 40 | Parameters:lifecycle_years_default | TRUE | FALSE
2049 | measurement_high | marinvest_baie_comeau | Kino Aski LNG (formerly Marinvest Energy, Baie-Comeau) | proposed | export | 44.8026 | 43.0071 | 1.7955 | 60.2503 | 29.8 | 2030 | 40 | Parameters:lifecycle_years_default | TRUE | FALSE
2050 | measurement_high | marinvest_baie_comeau | Kino Aski LNG (formerly Marinvest Energy, Baie-Comeau) | proposed | export | 44.8026 | 43.0071 | 1.7955 | 60.2503 | 29.8 | 2030 | 40 | Parameters:lifecycle_years_default | TRUE | FALSE
2051 | measurement_high | marinvest_baie_comeau | Kino Aski LNG (formerly Marinvest Energy, Baie-Comeau) | proposed | export | 44.8026 | 43.0071 | 1.7955 | 60.2503 | 29.8 | 2030 | 40 | Parameters:lifecycle_years_default | TRUE | FALSE
2052 | measurement_high | marinvest_baie_comeau | Kino Aski LNG (formerly Marinvest Energy, Baie-Comeau) | proposed | export | 44.8026 | 43.0071 | 1.7955 | 60.2503 | 29.8 | 2030 | 40 | Parameters:lifecycle_years_default | TRUE | FALSE
2053 | measurement_high | marinvest_baie_comeau | Kino Aski LNG (formerly Marinvest Energy, Baie-Comeau) | proposed | export | 44.8026 | 43.0071 | 1.7955 | 60.2503 | 29.8 | 2030 | 40 | Parameters:lifecycle_years_default | TRUE | FALSE
2054 | measurement_high | marinvest_baie_comeau | Kino Aski LNG (formerly Marinvest Energy, Baie-Comeau) | proposed | export | 44.8026 | 43.0071 | 1.7955 | 60.2503 | 29.8 | 2030 | 40 | Parameters:lifecycle_years_default | TRUE | FALSE
2055 | measurement_high | marinvest_baie_comeau | Kino Aski LNG (formerly Marinvest Energy, Baie-Comeau) | proposed | export | 44.8026 | 43.0071 | 1.7955 | 60.2503 | 29.8 | 2030 | 40 | Parameters:lifecycle_years_default | TRUE | FALSE
2056 | measurement_high | marinvest_baie_comeau | Kino Aski LNG (formerly Marinvest Energy, Baie-Comeau) | proposed | export | 44.8026 | 43.0071 | 1.7955 | 60.2503 | 29.8 | 2030 | 40 | Parameters:lifecycle_years_default | TRUE | FALSE
2057 | measurement_high | marinvest_baie_comeau | Kino Aski LNG (formerly Marinvest Energy, Baie-Comeau) | proposed | export | 44.8026 | 43.0071 | 1.7955 | 60.2503 | 29.8 | 2030 | 40 | Parameters:lifecycle_years_default | TRUE | FALSE
2058 | measurement_high | marinvest_baie_comeau | Kino Aski LNG (formerly Marinvest Energy, Baie-Comeau) | proposed | export | 44.8026 | 43.0071 | 1.7955 | 60.2503 | 29.8 | 2030 | 40 | Parameters:lifecycle_years_default | TRUE | FALSE
2059 | measurement_high | marinvest_baie_comeau | Kino Aski LNG (formerly Marinvest Energy, Baie-Comeau) | proposed | export | 44.8026 | 43.0071 | 1.7955 | 60.2503 | 29.8 | 2030 | 40 | Parameters:lifecycle_years_default | TRUE | FALSE
2060 | measurement_high | marinvest_baie_comeau | Kino Aski LNG (formerly Marinvest Energy, Baie-Comeau) | proposed | export | 44.8026 | 43.0071 | 1.7955 | 60.2503 | 29.8 | 2030 | 40 | Parameters:lifecycle_years_default | TRUE | FALSE
2061 | measurement_high | marinvest_baie_comeau | Kino Aski LNG (formerly Marinvest Energy, Baie-Comeau) | proposed | export | 44.8026 | 43.0071 | 1.7955 | 60.2503 | 29.8 | 2030 | 40 | Parameters:lifecycle_years_default | TRUE | FALSE
2062 | measurement_high | marinvest_baie_comeau | Kino Aski LNG (formerly Marinvest Energy, Baie-Comeau) | proposed | export | 44.8026 | 43.0071 | 1.7955 | 60.2503 | 29.8 | 2030 | 40 | Parameters:lifecycle_years_default | TRUE | FALSE
2063 | measurement_high | marinvest_baie_comeau | Kino Aski LNG (formerly Marinvest Energy, Baie-Comeau) | proposed | export | 44.8026 | 43.0071 | 1.7955 | 60.2503 | 29.8 | 2030 | 40 | Parameters:lifecycle_years_default | TRUE | FALSE
2064 | measurement_high | marinvest_baie_comeau | Kino Aski LNG (formerly Marinvest Energy, Baie-Comeau) | proposed | export | 44.8026 | 43.0071 | 1.7955 | 60.2503 | 29.8 | 2030 | 40 | Parameters:lifecycle_years_default | TRUE | FALSE
2065 | measurement_high | marinvest_baie_comeau | Kino Aski LNG (formerly Marinvest Energy, Baie-Comeau) | proposed | export | 44.8026 | 43.0071 | 1.7955 | 60.2503 | 29.8 | 2030 | 40 | Parameters:lifecycle_years_default | TRUE | FALSE
2066 | measurement_high | marinvest_baie_comeau | Kino Aski LNG (formerly Marinvest Energy, Baie-Comeau) | proposed | export | 44.8026 | 43.0071 | 1.7955 | 60.2503 | 29.8 | 2030 | 40 | Parameters:lifecycle_years_default | TRUE | FALSE
2067 | measurement_high | marinvest_baie_comeau | Kino Aski LNG (formerly Marinvest Energy, Baie-Comeau) | proposed | export | 44.8026 | 43.0071 | 1.7955 | 60.2503 | 29.8 | 2030 | 40 | Parameters:lifecycle_years_default | TRUE | FALSE
2068 | measurement_high | marinvest_baie_comeau | Kino Aski LNG (formerly Marinvest Energy, Baie-Comeau) | proposed | export | 44.8026 | 43.0071 | 1.7955 | 60.2503 | 29.8 | 2030 | 40 | Parameters:lifecycle_years_default | TRUE | FALSE
2069 | measurement_high | marinvest_baie_comeau | Kino Aski LNG (formerly Marinvest Energy, Baie-Comeau) | proposed | export | 44.8026 | 43.0071 | 1.7955 | 60.2503 | 29.8 | 2030 | 40 | Parameters:lifecycle_years_default | TRUE | FALSE
2035 | measurement_high | summit_lake_pg_lng | Summit Lake PG LNG | proposed | export | 3.8448 | 3.6907 | 0.15408 | 5.1705 | 29.8 | 2030 | 30 | Asset Register:project_life_years | TRUE | FALSE
2036 | measurement_high | summit_lake_pg_lng | Summit Lake PG LNG | proposed | export | 6.7284 | 6.4588 | 0.26964 | 9.0483 | 29.8 | 2030 | 30 | Asset Register:project_life_years | TRUE | FALSE
2037 | measurement_high | summit_lake_pg_lng | Summit Lake PG LNG | proposed | export | 8.0645 | 7.7413 | 0.32318 | 10.8451 | 29.8 | 2030 | 30 | Asset Register:project_life_years | TRUE | FALSE
2038 | measurement_high | summit_lake_pg_lng | Summit Lake PG LNG | proposed | export | 8.0645 | 7.7413 | 0.32318 | 10.8451 | 29.8 | 2030 | 30 | Asset Register:project_life_years | TRUE | FALSE
2039 | measurement_high | summit_lake_pg_lng | Summit Lake PG LNG | proposed | export | 8.0645 | 7.7413 | 0.32318 | 10.8451 | 29.8 | 2030 | 30 | Asset Register:project_life_years | TRUE | FALSE
2040 | measurement_high | summit_lake_pg_lng | Summit Lake PG LNG | proposed | export | 8.0645 | 7.7413 | 0.32318 | 10.8451 | 29.8 | 2030 | 30 | Asset Register:project_life_years | TRUE | FALSE
2041 | measurement_high | summit_lake_pg_lng | Summit Lake PG LNG | proposed | export | 8.0645 | 7.7413 | 0.32318 | 10.8451 | 29.8 | 2030 | 30 | Asset Register:project_life_years | TRUE | FALSE
2042 | measurement_high | summit_lake_pg_lng | Summit Lake PG LNG | proposed | export | 8.0645 | 7.7413 | 0.32318 | 10.8451 | 29.8 | 2030 | 30 | Asset Register:project_life_years | TRUE | FALSE
2043 | measurement_high | summit_lake_pg_lng | Summit Lake PG LNG | proposed | export | 8.0645 | 7.7413 | 0.32318 | 10.8451 | 29.8 | 2030 | 30 | Asset Register:project_life_years | TRUE | FALSE
2044 | measurement_high | summit_lake_pg_lng | Summit Lake PG LNG | proposed | export | 8.0645 | 7.7413 | 0.32318 | 10.8451 | 29.8 | 2030 | 30 | Asset Register:project_life_years | TRUE | FALSE
2045 | measurement_high | summit_lake_pg_lng | Summit Lake PG LNG | proposed | export | 8.0645 | 7.7413 | 0.32318 | 10.8451 | 29.8 | 2030 | 30 | Asset Register:project_life_years | TRUE | FALSE
2046 | measurement_high | summit_lake_pg_lng | Summit Lake PG LNG | proposed | export | 8.0645 | 7.7413 | 0.32318 | 10.8451 | 29.8 | 2030 | 30 | Asset Register:project_life_years | TRUE | FALSE
2047 | measurement_high | summit_lake_pg_lng | Summit Lake PG LNG | proposed | export | 8.0645 | 7.7413 | 0.32318 | 10.8451 | 29.8 | 2030 | 30 | Asset Register:project_life_years | TRUE | FALSE
2048 | measurement_high | summit_lake_pg_lng | Summit Lake PG LNG | proposed | export | 8.0645 | 7.7413 | 0.32318 | 10.8451 | 29.8 | 2030 | 30 | Asset Register:project_life_years | TRUE | FALSE
2049 | measurement_high | summit_lake_pg_lng | Summit Lake PG LNG | proposed | export | 8.0645 | 7.7413 | 0.32318 | 10.8451 | 29.8 | 2030 | 30 | Asset Register:project_life_years | TRUE | FALSE
2050 | measurement_high | summit_lake_pg_lng | Summit Lake PG LNG | proposed | export | 8.0645 | 7.7413 | 0.32318 | 10.8451 | 29.8 | 2030 | 30 | Asset Register:project_life_years | TRUE | FALSE
2051 | measurement_high | summit_lake_pg_lng | Summit Lake PG LNG | proposed | export | 8.0645 | 7.7413 | 0.32318 | 10.8451 | 29.8 | 2030 | 30 | Asset Register:project_life_years | TRUE | FALSE
2052 | measurement_high | summit_lake_pg_lng | Summit Lake PG LNG | proposed | export | 8.0645 | 7.7413 | 0.32318 | 10.8451 | 29.8 | 2030 | 30 | Asset Register:project_life_years | TRUE | FALSE
2053 | measurement_high | summit_lake_pg_lng | Summit Lake PG LNG | proposed | export | 8.0645 | 7.7413 | 0.32318 | 10.8451 | 29.8 | 2030 | 30 | Asset Register:project_life_years | TRUE | FALSE
2054 | measurement_high | summit_lake_pg_lng | Summit Lake PG LNG | proposed | export | 8.0645 | 7.7413 | 0.32318 | 10.8451 | 29.8 | 2030 | 30 | Asset Register:project_life_years | TRUE | FALSE
2055 | measurement_high | summit_lake_pg_lng | Summit Lake PG LNG | proposed | export | 8.0645 | 7.7413 | 0.32318 | 10.8451 | 29.8 | 2030 | 30 | Asset Register:project_life_years | TRUE | FALSE
2056 | measurement_high | summit_lake_pg_lng | Summit Lake PG LNG | proposed | export | 8.0645 | 7.7413 | 0.32318 | 10.8451 | 29.8 | 2030 | 30 | Asset Register:project_life_years | TRUE | FALSE
2057 | measurement_high | summit_lake_pg_lng | Summit Lake PG LNG | proposed | export | 8.0645 | 7.7413 | 0.32318 | 10.8451 | 29.8 | 2030 | 30 | Asset Register:project_life_years | TRUE | FALSE
2058 | measurement_high | summit_lake_pg_lng | Summit Lake PG LNG | proposed | export | 8.0645 | 7.7413 | 0.32318 | 10.8451 | 29.8 | 2030 | 30 | Asset Register:project_life_years | TRUE | FALSE
2059 | measurement_high | summit_lake_pg_lng | Summit Lake PG LNG | proposed | export | 8.0645 | 7.7413 | 0.32318 | 10.8451 | 29.8 | 2030 | 30 | Asset Register:project_life_years | TRUE | FALSE
2035 | measurement_high | fermeuse_energy_flng | Fermeuse Energy FLNG Terminal | proposed | export | 7.12 | 6.8347 | 0.28533 | 9.5749 | 29.8 | 2030 | 40 | Parameters:lifecycle_years_default | TRUE | FALSE
2036 | measurement_high | fermeuse_energy_flng | Fermeuse Energy FLNG Terminal | proposed | export | 12.46 | 11.9607 | 0.49933 | 16.7562 | 29.8 | 2030 | 40 | Parameters:lifecycle_years_default | TRUE | FALSE
2037 | measurement_high | fermeuse_energy_flng | Fermeuse Energy FLNG Terminal | proposed | export | 14.9342 | 14.3357 | 0.59849 | 20.0834 | 29.8 | 2030 | 40 | Parameters:lifecycle_years_default | TRUE | FALSE
2038 | measurement_high | fermeuse_energy_flng | Fermeuse Energy FLNG Terminal | proposed | export | 14.9342 | 14.3357 | 0.59849 | 20.0834 | 29.8 | 2030 | 40 | Parameters:lifecycle_years_default | TRUE | FALSE
2039 | measurement_high | fermeuse_energy_flng | Fermeuse Energy FLNG Terminal | proposed | export | 14.9342 | 14.3357 | 0.59849 | 20.0834 | 29.8 | 2030 | 40 | Parameters:lifecycle_years_default | TRUE | FALSE
2040 | measurement_high | fermeuse_energy_flng | Fermeuse Energy FLNG Terminal | proposed | export | 14.9342 | 14.3357 | 0.59849 | 20.0834 | 29.8 | 2030 | 40 | Parameters:lifecycle_years_default | TRUE | FALSE
2041 | measurement_high | fermeuse_energy_flng | Fermeuse Energy FLNG Terminal | proposed | export | 14.9342 | 14.3357 | 0.59849 | 20.0834 | 29.8 | 2030 | 40 | Parameters:lifecycle_years_default | TRUE | FALSE
2042 | measurement_high | fermeuse_energy_flng | Fermeuse Energy FLNG Terminal | proposed | export | 14.9342 | 14.3357 | 0.59849 | 20.0834 | 29.8 | 2030 | 40 | Parameters:lifecycle_years_default | TRUE | FALSE
2043 | measurement_high | fermeuse_energy_flng | Fermeuse Energy FLNG Terminal | proposed | export | 14.9342 | 14.3357 | 0.59849 | 20.0834 | 29.8 | 2030 | 40 | Parameters:lifecycle_years_default | TRUE | FALSE
2044 | measurement_high | fermeuse_energy_flng | Fermeuse Energy FLNG Terminal | proposed | export | 14.9342 | 14.3357 | 0.59849 | 20.0834 | 29.8 | 2030 | 40 | Parameters:lifecycle_years_default | TRUE | FALSE
2045 | measurement_high | fermeuse_energy_flng | Fermeuse Energy FLNG Terminal | proposed | export | 14.9342 | 14.3357 | 0.59849 | 20.0834 | 29.8 | 2030 | 40 | Parameters:lifecycle_years_default | TRUE | FALSE
2046 | measurement_high | fermeuse_energy_flng | Fermeuse Energy FLNG Terminal | proposed | export | 14.9342 | 14.3357 | 0.59849 | 20.0834 | 29.8 | 2030 | 40 | Parameters:lifecycle_years_default | TRUE | FALSE
2047 | measurement_high | fermeuse_energy_flng | Fermeuse Energy FLNG Terminal | proposed | export | 14.9342 | 14.3357 | 0.59849 | 20.0834 | 29.8 | 2030 | 40 | Parameters:lifecycle_years_default | TRUE | FALSE
2048 | measurement_high | fermeuse_energy_flng | Fermeuse Energy FLNG Terminal | proposed | export | 14.9342 | 14.3357 | 0.59849 | 20.0834 | 29.8 | 2030 | 40 | Parameters:lifecycle_years_default | TRUE | FALSE
2049 | measurement_high | fermeuse_energy_flng | Fermeuse Energy FLNG Terminal | proposed | export | 14.9342 | 14.3357 | 0.59849 | 20.0834 | 29.8 | 2030 | 40 | Parameters:lifecycle_years_default | TRUE | FALSE
2050 | measurement_high | fermeuse_energy_flng | Fermeuse Energy FLNG Terminal | proposed | export | 14.9342 | 14.3357 | 0.59849 | 20.0834 | 29.8 | 2030 | 40 | Parameters:lifecycle_years_default | TRUE | FALSE
2051 | measurement_high | fermeuse_energy_flng | Fermeuse Energy FLNG Terminal | proposed | export | 14.9342 | 14.3357 | 0.59849 | 20.0834 | 29.8 | 2030 | 40 | Parameters:lifecycle_years_default | TRUE | FALSE
2052 | measurement_high | fermeuse_energy_flng | Fermeuse Energy FLNG Terminal | proposed | export | 14.9342 | 14.3357 | 0.59849 | 20.0834 | 29.8 | 2030 | 40 | Parameters:lifecycle_years_default | TRUE | FALSE
2053 | measurement_high | fermeuse_energy_flng | Fermeuse Energy FLNG Terminal | proposed | export | 14.9342 | 14.3357 | 0.59849 | 20.0834 | 29.8 | 2030 | 40 | Parameters:lifecycle_years_default | TRUE | FALSE
2054 | measurement_high | fermeuse_energy_flng | Fermeuse Energy FLNG Terminal | proposed | export | 14.9342 | 14.3357 | 0.59849 | 20.0834 | 29.8 | 2030 | 40 | Parameters:lifecycle_years_default | TRUE | FALSE
2055 | measurement_high | fermeuse_energy_flng | Fermeuse Energy FLNG Terminal | proposed | export | 14.9342 | 14.3357 | 0.59849 | 20.0834 | 29.8 | 2030 | 40 | Parameters:lifecycle_years_default | TRUE | FALSE
2056 | measurement_high | fermeuse_energy_flng | Fermeuse Energy FLNG Terminal | proposed | export | 14.9342 | 14.3357 | 0.59849 | 20.0834 | 29.8 | 2030 | 40 | Parameters:lifecycle_years_default | TRUE | FALSE
2057 | measurement_high | fermeuse_energy_flng | Fermeuse Energy FLNG Terminal | proposed | export | 14.9342 | 14.3357 | 0.59849 | 20.0834 | 29.8 | 2030 | 40 | Parameters:lifecycle_years_default | TRUE | FALSE
2058 | measurement_high | fermeuse_energy_flng | Fermeuse Energy FLNG Terminal | proposed | export | 14.9342 | 14.3357 | 0.59849 | 20.0834 | 29.8 | 2030 | 40 | Parameters:lifecycle_years_default | TRUE | FALSE
2059 | measurement_high | fermeuse_energy_flng | Fermeuse Energy FLNG Terminal | proposed | export | 14.9342 | 14.3357 | 0.59849 | 20.0834 | 29.8 | 2030 | 40 | Parameters:lifecycle_years_default | TRUE | FALSE
2060 | measurement_high | fermeuse_energy_flng | Fermeuse Energy FLNG Terminal | proposed | export | 14.9342 | 14.3357 | 0.59849 | 20.0834 | 29.8 | 2030 | 40 | Parameters:lifecycle_years_default | TRUE | FALSE
2061 | measurement_high | fermeuse_energy_flng | Fermeuse Energy FLNG Terminal | proposed | export | 14.9342 | 14.3357 | 0.59849 | 20.0834 | 29.8 | 2030 | 40 | Parameters:lifecycle_years_default | TRUE | FALSE
2062 | measurement_high | fermeuse_energy_flng | Fermeuse Energy FLNG Terminal | proposed | export | 14.9342 | 14.3357 | 0.59849 | 20.0834 | 29.8 | 2030 | 40 | Parameters:lifecycle_years_default | TRUE | FALSE
2063 | measurement_high | fermeuse_energy_flng | Fermeuse Energy FLNG Terminal | proposed | export | 14.9342 | 14.3357 | 0.59849 | 20.0834 | 29.8 | 2030 | 40 | Parameters:lifecycle_years_default | TRUE | FALSE
2064 | measurement_high | fermeuse_energy_flng | Fermeuse Energy FLNG Terminal | proposed | export | 14.9342 | 14.3357 | 0.59849 | 20.0834 | 29.8 | 2030 | 40 | Parameters:lifecycle_years_default | TRUE | FALSE
2065 | measurement_high | fermeuse_energy_flng | Fermeuse Energy FLNG Terminal | proposed | export | 14.9342 | 14.3357 | 0.59849 | 20.0834 | 29.8 | 2030 | 40 | Parameters:lifecycle_years_default | TRUE | FALSE
2066 | measurement_high | fermeuse_energy_flng | Fermeuse Energy FLNG Terminal | proposed | export | 14.9342 | 14.3357 | 0.59849 | 20.0834 | 29.8 | 2030 | 40 | Parameters:lifecycle_years_default | TRUE | FALSE
2067 | measurement_high | fermeuse_energy_flng | Fermeuse Energy FLNG Terminal | proposed | export | 14.9342 | 14.3357 | 0.59849 | 20.0834 | 29.8 | 2030 | 40 | Parameters:lifecycle_years_default | TRUE | FALSE
2068 | measurement_high | fermeuse_energy_flng | Fermeuse Energy FLNG Terminal | proposed | export | 14.9342 | 14.3357 | 0.59849 | 20.0834 | 29.8 | 2030 | 40 | Parameters:lifecycle_years_default | TRUE | FALSE
2069 | measurement_high | fermeuse_energy_flng | Fermeuse Energy FLNG Terminal | proposed | export | 14.9342 | 14.3357 | 0.59849 | 20.0834 | 29.8 | 2030 | 40 | Parameters:lifecycle_years_default | TRUE | FALSE
2035 | measurement_high | discovery_t1t4 | Discovery LNG Terminal | proposed | export | 28.48 | 27.3387 | 1.1413 | 38.2998 | 29.8 | 2030 | 40 | Parameters:lifecycle_years_default | TRUE | FALSE
2036 | measurement_high | discovery_t1t4 | Discovery LNG Terminal | proposed | export | 49.84 | 47.8427 | 1.9973 | 67.0246 | 29.8 | 2030 | 40 | Parameters:lifecycle_years_default | TRUE | FALSE
2037 | measurement_high | discovery_t1t4 | Discovery LNG Terminal | proposed | export | 59.7368 | 57.3429 | 2.3939 | 80.3338 | 29.8 | 2030 | 40 | Parameters:lifecycle_years_default | TRUE | FALSE
2038 | measurement_high | discovery_t1t4 | Discovery LNG Terminal | proposed | export | 59.7368 | 57.3429 | 2.3939 | 80.3338 | 29.8 | 2030 | 40 | Parameters:lifecycle_years_default | TRUE | FALSE
2039 | measurement_high | discovery_t1t4 | Discovery LNG Terminal | proposed | export | 59.7368 | 57.3429 | 2.3939 | 80.3338 | 29.8 | 2030 | 40 | Parameters:lifecycle_years_default | TRUE | FALSE
2040 | measurement_high | discovery_t1t4 | Discovery LNG Terminal | proposed | export | 59.7368 | 57.3429 | 2.3939 | 80.3338 | 29.8 | 2030 | 40 | Parameters:lifecycle_years_default | TRUE | FALSE
2041 | measurement_high | discovery_t1t4 | Discovery LNG Terminal | proposed | export | 59.7368 | 57.3429 | 2.3939 | 80.3338 | 29.8 | 2030 | 40 | Parameters:lifecycle_years_default | TRUE | FALSE
2042 | measurement_high | discovery_t1t4 | Discovery LNG Terminal | proposed | export | 59.7368 | 57.3429 | 2.3939 | 80.3338 | 29.8 | 2030 | 40 | Parameters:lifecycle_years_default | TRUE | FALSE
2043 | measurement_high | discovery_t1t4 | Discovery LNG Terminal | proposed | export | 59.7368 | 57.3429 | 2.3939 | 80.3338 | 29.8 | 2030 | 40 | Parameters:lifecycle_years_default | TRUE | FALSE
2044 | measurement_high | discovery_t1t4 | Discovery LNG Terminal | proposed | export | 59.7368 | 57.3429 | 2.3939 | 80.3338 | 29.8 | 2030 | 40 | Parameters:lifecycle_years_default | TRUE | FALSE
2045 | measurement_high | discovery_t1t4 | Discovery LNG Terminal | proposed | export | 59.7368 | 57.3429 | 2.3939 | 80.3338 | 29.8 | 2030 | 40 | Parameters:lifecycle_years_default | TRUE | FALSE
2046 | measurement_high | discovery_t1t4 | Discovery LNG Terminal | proposed | export | 59.7368 | 57.3429 | 2.3939 | 80.3338 | 29.8 | 2030 | 40 | Parameters:lifecycle_years_default | TRUE | FALSE
2047 | measurement_high | discovery_t1t4 | Discovery LNG Terminal | proposed | export | 59.7368 | 57.3429 | 2.3939 | 80.3338 | 29.8 | 2030 | 40 | Parameters:lifecycle_years_default | TRUE | FALSE
2048 | measurement_high | discovery_t1t4 | Discovery LNG Terminal | proposed | export | 59.7368 | 57.3429 | 2.3939 | 80.3338 | 29.8 | 2030 | 40 | Parameters:lifecycle_years_default | TRUE | FALSE
2049 | measurement_high | discovery_t1t4 | Discovery LNG Terminal | proposed | export | 59.7368 | 57.3429 | 2.3939 | 80.3338 | 29.8 | 2030 | 40 | Parameters:lifecycle_years_default | TRUE | FALSE
2050 | measurement_high | discovery_t1t4 | Discovery LNG Terminal | proposed | export | 59.7368 | 57.3429 | 2.3939 | 80.3338 | 29.8 | 2030 | 40 | Parameters:lifecycle_years_default | TRUE | FALSE
2051 | measurement_high | discovery_t1t4 | Discovery LNG Terminal | proposed | export | 59.7368 | 57.3429 | 2.3939 | 80.3338 | 29.8 | 2030 | 40 | Parameters:lifecycle_years_default | TRUE | FALSE
2052 | measurement_high | discovery_t1t4 | Discovery LNG Terminal | proposed | export | 59.7368 | 57.3429 | 2.3939 | 80.3338 | 29.8 | 2030 | 40 | Parameters:lifecycle_years_default | TRUE | FALSE
2053 | measurement_high | discovery_t1t4 | Discovery LNG Terminal | proposed | export | 59.7368 | 57.3429 | 2.3939 | 80.3338 | 29.8 | 2030 | 40 | Parameters:lifecycle_years_default | TRUE | FALSE
2054 | measurement_high | discovery_t1t4 | Discovery LNG Terminal | proposed | export | 59.7368 | 57.3429 | 2.3939 | 80.3338 | 29.8 | 2030 | 40 | Parameters:lifecycle_years_default | TRUE | FALSE
2055 | measurement_high | discovery_t1t4 | Discovery LNG Terminal | proposed | export | 59.7368 | 57.3429 | 2.3939 | 80.3338 | 29.8 | 2030 | 40 | Parameters:lifecycle_years_default | TRUE | FALSE
2056 | measurement_high | discovery_t1t4 | Discovery LNG Terminal | proposed | export | 59.7368 | 57.3429 | 2.3939 | 80.3338 | 29.8 | 2030 | 40 | Parameters:lifecycle_years_default | TRUE | FALSE
2057 | measurement_high | discovery_t1t4 | Discovery LNG Terminal | proposed | export | 59.7368 | 57.3429 | 2.3939 | 80.3338 | 29.8 | 2030 | 40 | Parameters:lifecycle_years_default | TRUE | FALSE
2058 | measurement_high | discovery_t1t4 | Discovery LNG Terminal | proposed | export | 59.7368 | 57.3429 | 2.3939 | 80.3338 | 29.8 | 2030 | 40 | Parameters:lifecycle_years_default | TRUE | FALSE
2059 | measurement_high | discovery_t1t4 | Discovery LNG Terminal | proposed | export | 59.7368 | 57.3429 | 2.3939 | 80.3338 | 29.8 | 2030 | 40 | Parameters:lifecycle_years_default | TRUE | FALSE
2060 | measurement_high | discovery_t1t4 | Discovery LNG Terminal | proposed | export | 59.7368 | 57.3429 | 2.3939 | 80.3338 | 29.8 | 2030 | 40 | Parameters:lifecycle_years_default | TRUE | FALSE
2061 | measurement_high | discovery_t1t4 | Discovery LNG Terminal | proposed | export | 59.7368 | 57.3429 | 2.3939 | 80.3338 | 29.8 | 2030 | 40 | Parameters:lifecycle_years_default | TRUE | FALSE
2062 | measurement_high | discovery_t1t4 | Discovery LNG Terminal | proposed | export | 59.7368 | 57.3429 | 2.3939 | 80.3338 | 29.8 | 2030 | 40 | Parameters:lifecycle_years_default | TRUE | FALSE
2063 | measurement_high | discovery_t1t4 | Discovery LNG Terminal | proposed | export | 59.7368 | 57.3429 | 2.3939 | 80.3338 | 29.8 | 2030 | 40 | Parameters:lifecycle_years_default | TRUE | FALSE
2064 | measurement_high | discovery_t1t4 | Discovery LNG Terminal | proposed | export | 59.7368 | 57.3429 | 2.3939 | 80.3338 | 29.8 | 2030 | 40 | Parameters:lifecycle_years_default | TRUE | FALSE
2065 | measurement_high | discovery_t1t4 | Discovery LNG Terminal | proposed | export | 59.7368 | 57.3429 | 2.3939 | 80.3338 | 29.8 | 2030 | 40 | Parameters:lifecycle_years_default | TRUE | FALSE
2066 | measurement_high | discovery_t1t4 | Discovery LNG Terminal | proposed | export | 59.7368 | 57.3429 | 2.3939 | 80.3338 | 29.8 | 2030 | 40 | Parameters:lifecycle_years_default | TRUE | FALSE
2067 | measurement_high | discovery_t1t4 | Discovery LNG Terminal | proposed | export | 59.7368 | 57.3429 | 2.3939 | 80.3338 | 29.8 | 2030 | 40 | Parameters:lifecycle_years_default | TRUE | FALSE
2068 | measurement_high | discovery_t1t4 | Discovery LNG Terminal | proposed | export | 59.7368 | 57.3429 | 2.3939 | 80.3338 | 29.8 | 2030 | 40 | Parameters:lifecycle_years_default | TRUE | FALSE
2069 | measurement_high | discovery_t1t4 | Discovery LNG Terminal | proposed | export | 59.7368 | 57.3429 | 2.3939 | 80.3338 | 29.8 | 2030 | 40 | Parameters:lifecycle_years_default | TRUE | FALSE
2035 | measurement_high | kanata_lng | Kanata LNG | proposed | export | 17.088 | 16.4032 | 0.6848 | 22.9799 | 29.8 | 2030 | 40 | Parameters:lifecycle_years_default | TRUE | FALSE
2036 | measurement_high | kanata_lng | Kanata LNG | proposed | export | 29.904 | 28.7056 | 1.1984 | 40.2148 | 29.8 | 2030 | 40 | Parameters:lifecycle_years_default | TRUE | FALSE
2037 | measurement_high | kanata_lng | Kanata LNG | proposed | export | 35.8421 | 34.4057 | 1.4364 | 48.2003 | 29.8 | 2030 | 40 | Parameters:lifecycle_years_default | TRUE | FALSE
2038 | measurement_high | kanata_lng | Kanata LNG | proposed | export | 35.8421 | 34.4057 | 1.4364 | 48.2003 | 29.8 | 2030 | 40 | Parameters:lifecycle_years_default | TRUE | FALSE
2039 | measurement_high | kanata_lng | Kanata LNG | proposed | export | 35.8421 | 34.4057 | 1.4364 | 48.2003 | 29.8 | 2030 | 40 | Parameters:lifecycle_years_default | TRUE | FALSE
2040 | measurement_high | kanata_lng | Kanata LNG | proposed | export | 35.8421 | 34.4057 | 1.4364 | 48.2003 | 29.8 | 2030 | 40 | Parameters:lifecycle_years_default | TRUE | FALSE
2041 | measurement_high | kanata_lng | Kanata LNG | proposed | export | 35.8421 | 34.4057 | 1.4364 | 48.2003 | 29.8 | 2030 | 40 | Parameters:lifecycle_years_default | TRUE | FALSE
2042 | measurement_high | kanata_lng | Kanata LNG | proposed | export | 35.8421 | 34.4057 | 1.4364 | 48.2003 | 29.8 | 2030 | 40 | Parameters:lifecycle_years_default | TRUE | FALSE
2043 | measurement_high | kanata_lng | Kanata LNG | proposed | export | 35.8421 | 34.4057 | 1.4364 | 48.2003 | 29.8 | 2030 | 40 | Parameters:lifecycle_years_default | TRUE | FALSE
2044 | measurement_high | kanata_lng | Kanata LNG | proposed | export | 35.8421 | 34.4057 | 1.4364 | 48.2003 | 29.8 | 2030 | 40 | Parameters:lifecycle_years_default | TRUE | FALSE
2045 | measurement_high | kanata_lng | Kanata LNG | proposed | export | 35.8421 | 34.4057 | 1.4364 | 48.2003 | 29.8 | 2030 | 40 | Parameters:lifecycle_years_default | TRUE | FALSE
2046 | measurement_high | kanata_lng | Kanata LNG | proposed | export | 35.8421 | 34.4057 | 1.4364 | 48.2003 | 29.8 | 2030 | 40 | Parameters:lifecycle_years_default | TRUE | FALSE
2047 | measurement_high | kanata_lng | Kanata LNG | proposed | export | 35.8421 | 34.4057 | 1.4364 | 48.2003 | 29.8 | 2030 | 40 | Parameters:lifecycle_years_default | TRUE | FALSE
2048 | measurement_high | kanata_lng | Kanata LNG | proposed | export | 35.8421 | 34.4057 | 1.4364 | 48.2003 | 29.8 | 2030 | 40 | Parameters:lifecycle_years_default | TRUE | FALSE
2049 | measurement_high | kanata_lng | Kanata LNG | proposed | export | 35.8421 | 34.4057 | 1.4364 | 48.2003 | 29.8 | 2030 | 40 | Parameters:lifecycle_years_default | TRUE | FALSE
2050 | measurement_high | kanata_lng | Kanata LNG | proposed | export | 35.8421 | 34.4057 | 1.4364 | 48.2003 | 29.8 | 2030 | 40 | Parameters:lifecycle_years_default | TRUE | FALSE
2051 | measurement_high | kanata_lng | Kanata LNG | proposed | export | 35.8421 | 34.4057 | 1.4364 | 48.2003 | 29.8 | 2030 | 40 | Parameters:lifecycle_years_default | TRUE | FALSE
2052 | measurement_high | kanata_lng | Kanata LNG | proposed | export | 35.8421 | 34.4057 | 1.4364 | 48.2003 | 29.8 | 2030 | 40 | Parameters:lifecycle_years_default | TRUE | FALSE
2053 | measurement_high | kanata_lng | Kanata LNG | proposed | export | 35.8421 | 34.4057 | 1.4364 | 48.2003 | 29.8 | 2030 | 40 | Parameters:lifecycle_years_default | TRUE | FALSE
2054 | measurement_high | kanata_lng | Kanata LNG | proposed | export | 35.8421 | 34.4057 | 1.4364 | 48.2003 | 29.8 | 2030 | 40 | Parameters:lifecycle_years_default | TRUE | FALSE
2055 | measurement_high | kanata_lng | Kanata LNG | proposed | export | 35.8421 | 34.4057 | 1.4364 | 48.2003 | 29.8 | 2030 | 40 | Parameters:lifecycle_years_default | TRUE | FALSE
2056 | measurement_high | kanata_lng | Kanata LNG | proposed | export | 35.8421 | 34.4057 | 1.4364 | 48.2003 | 29.8 | 2030 | 40 | Parameters:lifecycle_years_default | TRUE | FALSE
2057 | measurement_high | kanata_lng | Kanata LNG | proposed | export | 35.8421 | 34.4057 | 1.4364 | 48.2003 | 29.8 | 2030 | 40 | Parameters:lifecycle_years_default | TRUE | FALSE
2058 | measurement_high | kanata_lng | Kanata LNG | proposed | export | 35.8421 | 34.4057 | 1.4364 | 48.2003 | 29.8 | 2030 | 40 | Parameters:lifecycle_years_default | TRUE | FALSE
2059 | measurement_high | kanata_lng | Kanata LNG | proposed | export | 35.8421 | 34.4057 | 1.4364 | 48.2003 | 29.8 | 2030 | 40 | Parameters:lifecycle_years_default | TRUE | FALSE
2060 | measurement_high | kanata_lng | Kanata LNG | proposed | export | 35.8421 | 34.4057 | 1.4364 | 48.2003 | 29.8 | 2030 | 40 | Parameters:lifecycle_years_default | TRUE | FALSE
2061 | measurement_high | kanata_lng | Kanata LNG | proposed | export | 35.8421 | 34.4057 | 1.4364 | 48.2003 | 29.8 | 2030 | 40 | Parameters:lifecycle_years_default | TRUE | FALSE
2062 | measurement_high | kanata_lng | Kanata LNG | proposed | export | 35.8421 | 34.4057 | 1.4364 | 48.2003 | 29.8 | 2030 | 40 | Parameters:lifecycle_years_default | TRUE | FALSE
2063 | measurement_high | kanata_lng | Kanata LNG | proposed | export | 35.8421 | 34.4057 | 1.4364 | 48.2003 | 29.8 | 2030 | 40 | Parameters:lifecycle_years_default | TRUE | FALSE
2064 | measurement_high | kanata_lng | Kanata LNG | proposed | export | 35.8421 | 34.4057 | 1.4364 | 48.2003 | 29.8 | 2030 | 40 | Parameters:lifecycle_years_default | TRUE | FALSE
2065 | measurement_high | kanata_lng | Kanata LNG | proposed | export | 35.8421 | 34.4057 | 1.4364 | 48.2003 | 29.8 | 2030 | 40 | Parameters:lifecycle_years_default | TRUE | FALSE
2066 | measurement_high | kanata_lng | Kanata LNG | proposed | export | 35.8421 | 34.4057 | 1.4364 | 48.2003 | 29.8 | 2030 | 40 | Parameters:lifecycle_years_default | TRUE | FALSE
2067 | measurement_high | kanata_lng | Kanata LNG | proposed | export | 35.8421 | 34.4057 | 1.4364 | 48.2003 | 29.8 | 2030 | 40 | Parameters:lifecycle_years_default | TRUE | FALSE
2068 | measurement_high | kanata_lng | Kanata LNG | proposed | export | 35.8421 | 34.4057 | 1.4364 | 48.2003 | 29.8 | 2030 | 40 | Parameters:lifecycle_years_default | TRUE | FALSE
2069 | measurement_high | kanata_lng | Kanata LNG | proposed | export | 35.8421 | 34.4057 | 1.4364 | 48.2003 | 29.8 | 2030 | 40 | Parameters:lifecycle_years_default | TRUE | FALSE
2025 | near_term_methane_gwp20 | lng_canada_phase_1 | LNG Canada Terminal | operating | export | 12.705 | 11.9607 | 0.74433 |  |  | 2025 | 32 | Asset Register:authorised_export_end_year=2056 (hard stop; cuts 8y from Asset Register:authorised_export_term_years) | FALSE | FALSE
2026 | near_term_methane_gwp20 | lng_canada_phase_1 | LNG Canada Terminal | operating | export | 30.492 | 28.7056 | 1.7864 |  |  | 2025 | 32 | Asset Register:authorised_export_end_year=2056 (hard stop; cuts 8y from Asset Register:authorised_export_term_years) | FALSE | FALSE
2027 | near_term_methane_gwp20 | lng_canada_phase_1 | LNG Canada Terminal | operating | export | 43.197 | 40.6663 | 2.5307 |  |  | 2025 | 32 | Asset Register:authorised_export_end_year=2056 (hard stop; cuts 8y from Asset Register:authorised_export_term_years) | FALSE | FALSE
2028 | near_term_methane_gwp20 | lng_canada_phase_1 | LNG Canada Terminal | operating | export | 43.197 | 40.6663 | 2.5307 |  |  | 2025 | 32 | Asset Register:authorised_export_end_year=2056 (hard stop; cuts 8y from Asset Register:authorised_export_term_years) | FALSE | FALSE
2029 | near_term_methane_gwp20 | lng_canada_phase_1 | LNG Canada Terminal | operating | export | 43.197 | 40.6663 | 2.5307 |  |  | 2025 | 32 | Asset Register:authorised_export_end_year=2056 (hard stop; cuts 8y from Asset Register:authorised_export_term_years) | FALSE | FALSE
2030 | near_term_methane_gwp20 | lng_canada_phase_1 | LNG Canada Terminal | operating | export | 43.197 | 40.6663 | 2.5307 |  |  | 2025 | 32 | Asset Register:authorised_export_end_year=2056 (hard stop; cuts 8y from Asset Register:authorised_export_term_years) | FALSE | FALSE
2031 | near_term_methane_gwp20 | lng_canada_phase_1 | LNG Canada Terminal | operating | export | 43.197 | 40.6663 | 2.5307 |  |  | 2025 | 32 | Asset Register:authorised_export_end_year=2056 (hard stop; cuts 8y from Asset Register:authorised_export_term_years) | FALSE | FALSE
2032 | near_term_methane_gwp20 | lng_canada_phase_1 | LNG Canada Terminal | operating | export | 43.197 | 40.6663 | 2.5307 |  |  | 2025 | 32 | Asset Register:authorised_export_end_year=2056 (hard stop; cuts 8y from Asset Register:authorised_export_term_years) | FALSE | FALSE
2033 | near_term_methane_gwp20 | lng_canada_phase_1 | LNG Canada Terminal | operating | export | 43.197 | 40.6663 | 2.5307 |  |  | 2025 | 32 | Asset Register:authorised_export_end_year=2056 (hard stop; cuts 8y from Asset Register:authorised_export_term_years) | FALSE | FALSE
2034 | near_term_methane_gwp20 | lng_canada_phase_1 | LNG Canada Terminal | operating | export | 43.197 | 40.6663 | 2.5307 |  |  | 2025 | 32 | Asset Register:authorised_export_end_year=2056 (hard stop; cuts 8y from Asset Register:authorised_export_term_years) | FALSE | FALSE
2035 | near_term_methane_gwp20 | lng_canada_phase_1 | LNG Canada Terminal | operating | export | 43.197 | 40.6663 | 2.5307 |  |  | 2025 | 32 | Asset Register:authorised_export_end_year=2056 (hard stop; cuts 8y from Asset Register:authorised_export_term_years) | FALSE | FALSE
2036 | near_term_methane_gwp20 | lng_canada_phase_1 | LNG Canada Terminal | operating | export | 43.197 | 40.6663 | 2.5307 |  |  | 2025 | 32 | Asset Register:authorised_export_end_year=2056 (hard stop; cuts 8y from Asset Register:authorised_export_term_years) | FALSE | FALSE
2037 | near_term_methane_gwp20 | lng_canada_phase_1 | LNG Canada Terminal | operating | export | 43.197 | 40.6663 | 2.5307 |  |  | 2025 | 32 | Asset Register:authorised_export_end_year=2056 (hard stop; cuts 8y from Asset Register:authorised_export_term_years) | FALSE | FALSE
2038 | near_term_methane_gwp20 | lng_canada_phase_1 | LNG Canada Terminal | operating | export | 43.197 | 40.6663 | 2.5307 |  |  | 2025 | 32 | Asset Register:authorised_export_end_year=2056 (hard stop; cuts 8y from Asset Register:authorised_export_term_years) | FALSE | FALSE
2039 | near_term_methane_gwp20 | lng_canada_phase_1 | LNG Canada Terminal | operating | export | 43.197 | 40.6663 | 2.5307 |  |  | 2025 | 32 | Asset Register:authorised_export_end_year=2056 (hard stop; cuts 8y from Asset Register:authorised_export_term_years) | FALSE | FALSE
2040 | near_term_methane_gwp20 | lng_canada_phase_1 | LNG Canada Terminal | operating | export | 43.197 | 40.6663 | 2.5307 |  |  | 2025 | 32 | Asset Register:authorised_export_end_year=2056 (hard stop; cuts 8y from Asset Register:authorised_export_term_years) | FALSE | FALSE
2041 | near_term_methane_gwp20 | lng_canada_phase_1 | LNG Canada Terminal | operating | export | 43.197 | 40.6663 | 2.5307 |  |  | 2025 | 32 | Asset Register:authorised_export_end_year=2056 (hard stop; cuts 8y from Asset Register:authorised_export_term_years) | FALSE | FALSE
2042 | near_term_methane_gwp20 | lng_canada_phase_1 | LNG Canada Terminal | operating | export | 43.197 | 40.6663 | 2.5307 |  |  | 2025 | 32 | Asset Register:authorised_export_end_year=2056 (hard stop; cuts 8y from Asset Register:authorised_export_term_years) | FALSE | FALSE
2043 | near_term_methane_gwp20 | lng_canada_phase_1 | LNG Canada Terminal | operating | export | 43.197 | 40.6663 | 2.5307 |  |  | 2025 | 32 | Asset Register:authorised_export_end_year=2056 (hard stop; cuts 8y from Asset Register:authorised_export_term_years) | FALSE | FALSE
2044 | near_term_methane_gwp20 | lng_canada_phase_1 | LNG Canada Terminal | operating | export | 43.197 | 40.6663 | 2.5307 |  |  | 2025 | 32 | Asset Register:authorised_export_end_year=2056 (hard stop; cuts 8y from Asset Register:authorised_export_term_years) | FALSE | FALSE
2045 | near_term_methane_gwp20 | lng_canada_phase_1 | LNG Canada Terminal | operating | export | 43.197 | 40.6663 | 2.5307 |  |  | 2025 | 32 | Asset Register:authorised_export_end_year=2056 (hard stop; cuts 8y from Asset Register:authorised_export_term_years) | FALSE | FALSE
2046 | near_term_methane_gwp20 | lng_canada_phase_1 | LNG Canada Terminal | operating | export | 43.197 | 40.6663 | 2.5307 |  |  | 2025 | 32 | Asset Register:authorised_export_end_year=2056 (hard stop; cuts 8y from Asset Register:authorised_export_term_years) | FALSE | FALSE
2047 | near_term_methane_gwp20 | lng_canada_phase_1 | LNG Canada Terminal | operating | export | 43.197 | 40.6663 | 2.5307 |  |  | 2025 | 32 | Asset Register:authorised_export_end_year=2056 (hard stop; cuts 8y from Asset Register:authorised_export_term_years) | FALSE | FALSE
2048 | near_term_methane_gwp20 | lng_canada_phase_1 | LNG Canada Terminal | operating | export | 43.197 | 40.6663 | 2.5307 |  |  | 2025 | 32 | Asset Register:authorised_export_end_year=2056 (hard stop; cuts 8y from Asset Register:authorised_export_term_years) | FALSE | FALSE
2049 | near_term_methane_gwp20 | lng_canada_phase_1 | LNG Canada Terminal | operating | export | 43.197 | 40.6663 | 2.5307 |  |  | 2025 | 32 | Asset Register:authorised_export_end_year=2056 (hard stop; cuts 8y from Asset Register:authorised_export_term_years) | FALSE | FALSE
2050 | near_term_methane_gwp20 | lng_canada_phase_1 | LNG Canada Terminal | operating | export | 43.197 | 40.6663 | 2.5307 |  |  | 2025 | 32 | Asset Register:authorised_export_end_year=2056 (hard stop; cuts 8y from Asset Register:authorised_export_term_years) | FALSE | FALSE
2051 | near_term_methane_gwp20 | lng_canada_phase_1 | LNG Canada Terminal | operating | export | 43.197 | 40.6663 | 2.5307 |  |  | 2025 | 32 | Asset Register:authorised_export_end_year=2056 (hard stop; cuts 8y from Asset Register:authorised_export_term_years) | FALSE | FALSE
2052 | near_term_methane_gwp20 | lng_canada_phase_1 | LNG Canada Terminal | operating | export | 43.197 | 40.6663 | 2.5307 |  |  | 2025 | 32 | Asset Register:authorised_export_end_year=2056 (hard stop; cuts 8y from Asset Register:authorised_export_term_years) | FALSE | FALSE
2053 | near_term_methane_gwp20 | lng_canada_phase_1 | LNG Canada Terminal | operating | export | 43.197 | 40.6663 | 2.5307 |  |  | 2025 | 32 | Asset Register:authorised_export_end_year=2056 (hard stop; cuts 8y from Asset Register:authorised_export_term_years) | FALSE | FALSE
2054 | near_term_methane_gwp20 | lng_canada_phase_1 | LNG Canada Terminal | operating | export | 43.197 | 40.6663 | 2.5307 |  |  | 2025 | 32 | Asset Register:authorised_export_end_year=2056 (hard stop; cuts 8y from Asset Register:authorised_export_term_years) | FALSE | FALSE
2055 | near_term_methane_gwp20 | lng_canada_phase_1 | LNG Canada Terminal | operating | export | 43.197 | 40.6663 | 2.5307 |  |  | 2025 | 32 | Asset Register:authorised_export_end_year=2056 (hard stop; cuts 8y from Asset Register:authorised_export_term_years) | FALSE | FALSE
2056 | near_term_methane_gwp20 | lng_canada_phase_1 | LNG Canada Terminal | operating | export | 43.197 | 40.6663 | 2.5307 |  |  | 2025 | 32 | Asset Register:authorised_export_end_year=2056 (hard stop; cuts 8y from Asset Register:authorised_export_term_years) | FALSE | FALSE
2028 | near_term_methane_gwp20 | cedar_lng | Cedar FLNG Terminal | under_construction | export | 4.7916 | 4.5109 | 0.28072 |  |  | 2028 | 39 | Asset Register:authorised_export_end_year=2066 (hard stop; cuts 1y from Asset Register:authorised_export_term_years) | FALSE | FALSE
2029 | near_term_methane_gwp20 | cedar_lng | Cedar FLNG Terminal | under_construction | export | 8.3853 | 7.894 | 0.49126 |  |  | 2028 | 39 | Asset Register:authorised_export_end_year=2066 (hard stop; cuts 1y from Asset Register:authorised_export_term_years) | FALSE | FALSE
2030 | near_term_methane_gwp20 | cedar_lng | Cedar FLNG Terminal | under_construction | export | 10.0504 | 9.4616 | 0.58881 |  |  | 2028 | 39 | Asset Register:authorised_export_end_year=2066 (hard stop; cuts 1y from Asset Register:authorised_export_term_years) | FALSE | FALSE
2031 | near_term_methane_gwp20 | cedar_lng | Cedar FLNG Terminal | under_construction | export | 10.0504 | 9.4616 | 0.58881 |  |  | 2028 | 39 | Asset Register:authorised_export_end_year=2066 (hard stop; cuts 1y from Asset Register:authorised_export_term_years) | FALSE | FALSE
2032 | near_term_methane_gwp20 | cedar_lng | Cedar FLNG Terminal | under_construction | export | 10.0504 | 9.4616 | 0.58881 |  |  | 2028 | 39 | Asset Register:authorised_export_end_year=2066 (hard stop; cuts 1y from Asset Register:authorised_export_term_years) | FALSE | FALSE
2033 | near_term_methane_gwp20 | cedar_lng | Cedar FLNG Terminal | under_construction | export | 10.0504 | 9.4616 | 0.58881 |  |  | 2028 | 39 | Asset Register:authorised_export_end_year=2066 (hard stop; cuts 1y from Asset Register:authorised_export_term_years) | FALSE | FALSE
2034 | near_term_methane_gwp20 | cedar_lng | Cedar FLNG Terminal | under_construction | export | 10.0504 | 9.4616 | 0.58881 |  |  | 2028 | 39 | Asset Register:authorised_export_end_year=2066 (hard stop; cuts 1y from Asset Register:authorised_export_term_years) | FALSE | FALSE
2035 | near_term_methane_gwp20 | cedar_lng | Cedar FLNG Terminal | under_construction | export | 10.0504 | 9.4616 | 0.58881 |  |  | 2028 | 39 | Asset Register:authorised_export_end_year=2066 (hard stop; cuts 1y from Asset Register:authorised_export_term_years) | FALSE | FALSE
2036 | near_term_methane_gwp20 | cedar_lng | Cedar FLNG Terminal | under_construction | export | 10.0504 | 9.4616 | 0.58881 |  |  | 2028 | 39 | Asset Register:authorised_export_end_year=2066 (hard stop; cuts 1y from Asset Register:authorised_export_term_years) | FALSE | FALSE
2037 | near_term_methane_gwp20 | cedar_lng | Cedar FLNG Terminal | under_construction | export | 10.0504 | 9.4616 | 0.58881 |  |  | 2028 | 39 | Asset Register:authorised_export_end_year=2066 (hard stop; cuts 1y from Asset Register:authorised_export_term_years) | FALSE | FALSE
2038 | near_term_methane_gwp20 | cedar_lng | Cedar FLNG Terminal | under_construction | export | 10.0504 | 9.4616 | 0.58881 |  |  | 2028 | 39 | Asset Register:authorised_export_end_year=2066 (hard stop; cuts 1y from Asset Register:authorised_export_term_years) | FALSE | FALSE
2039 | near_term_methane_gwp20 | cedar_lng | Cedar FLNG Terminal | under_construction | export | 10.0504 | 9.4616 | 0.58881 |  |  | 2028 | 39 | Asset Register:authorised_export_end_year=2066 (hard stop; cuts 1y from Asset Register:authorised_export_term_years) | FALSE | FALSE
2040 | near_term_methane_gwp20 | cedar_lng | Cedar FLNG Terminal | under_construction | export | 10.0504 | 9.4616 | 0.58881 |  |  | 2028 | 39 | Asset Register:authorised_export_end_year=2066 (hard stop; cuts 1y from Asset Register:authorised_export_term_years) | FALSE | FALSE
2041 | near_term_methane_gwp20 | cedar_lng | Cedar FLNG Terminal | under_construction | export | 10.0504 | 9.4616 | 0.58881 |  |  | 2028 | 39 | Asset Register:authorised_export_end_year=2066 (hard stop; cuts 1y from Asset Register:authorised_export_term_years) | FALSE | FALSE
2042 | near_term_methane_gwp20 | cedar_lng | Cedar FLNG Terminal | under_construction | export | 10.0504 | 9.4616 | 0.58881 |  |  | 2028 | 39 | Asset Register:authorised_export_end_year=2066 (hard stop; cuts 1y from Asset Register:authorised_export_term_years) | FALSE | FALSE
2043 | near_term_methane_gwp20 | cedar_lng | Cedar FLNG Terminal | under_construction | export | 10.0504 | 9.4616 | 0.58881 |  |  | 2028 | 39 | Asset Register:authorised_export_end_year=2066 (hard stop; cuts 1y from Asset Register:authorised_export_term_years) | FALSE | FALSE
2044 | near_term_methane_gwp20 | cedar_lng | Cedar FLNG Terminal | under_construction | export | 10.0504 | 9.4616 | 0.58881 |  |  | 2028 | 39 | Asset Register:authorised_export_end_year=2066 (hard stop; cuts 1y from Asset Register:authorised_export_term_years) | FALSE | FALSE
2045 | near_term_methane_gwp20 | cedar_lng | Cedar FLNG Terminal | under_construction | export | 10.0504 | 9.4616 | 0.58881 |  |  | 2028 | 39 | Asset Register:authorised_export_end_year=2066 (hard stop; cuts 1y from Asset Register:authorised_export_term_years) | FALSE | FALSE
2046 | near_term_methane_gwp20 | cedar_lng | Cedar FLNG Terminal | under_construction | export | 10.0504 | 9.4616 | 0.58881 |  |  | 2028 | 39 | Asset Register:authorised_export_end_year=2066 (hard stop; cuts 1y from Asset Register:authorised_export_term_years) | FALSE | FALSE
2047 | near_term_methane_gwp20 | cedar_lng | Cedar FLNG Terminal | under_construction | export | 10.0504 | 9.4616 | 0.58881 |  |  | 2028 | 39 | Asset Register:authorised_export_end_year=2066 (hard stop; cuts 1y from Asset Register:authorised_export_term_years) | FALSE | FALSE
2048 | near_term_methane_gwp20 | cedar_lng | Cedar FLNG Terminal | under_construction | export | 10.0504 | 9.4616 | 0.58881 |  |  | 2028 | 39 | Asset Register:authorised_export_end_year=2066 (hard stop; cuts 1y from Asset Register:authorised_export_term_years) | FALSE | FALSE
2049 | near_term_methane_gwp20 | cedar_lng | Cedar FLNG Terminal | under_construction | export | 10.0504 | 9.4616 | 0.58881 |  |  | 2028 | 39 | Asset Register:authorised_export_end_year=2066 (hard stop; cuts 1y from Asset Register:authorised_export_term_years) | FALSE | FALSE
2050 | near_term_methane_gwp20 | cedar_lng | Cedar FLNG Terminal | under_construction | export | 10.0504 | 9.4616 | 0.58881 |  |  | 2028 | 39 | Asset Register:authorised_export_end_year=2066 (hard stop; cuts 1y from Asset Register:authorised_export_term_years) | FALSE | FALSE
2051 | near_term_methane_gwp20 | cedar_lng | Cedar FLNG Terminal | under_construction | export | 10.0504 | 9.4616 | 0.58881 |  |  | 2028 | 39 | Asset Register:authorised_export_end_year=2066 (hard stop; cuts 1y from Asset Register:authorised_export_term_years) | FALSE | FALSE
2052 | near_term_methane_gwp20 | cedar_lng | Cedar FLNG Terminal | under_construction | export | 10.0504 | 9.4616 | 0.58881 |  |  | 2028 | 39 | Asset Register:authorised_export_end_year=2066 (hard stop; cuts 1y from Asset Register:authorised_export_term_years) | FALSE | FALSE
2053 | near_term_methane_gwp20 | cedar_lng | Cedar FLNG Terminal | under_construction | export | 10.0504 | 9.4616 | 0.58881 |  |  | 2028 | 39 | Asset Register:authorised_export_end_year=2066 (hard stop; cuts 1y from Asset Register:authorised_export_term_years) | FALSE | FALSE
2054 | near_term_methane_gwp20 | cedar_lng | Cedar FLNG Terminal | under_construction | export | 10.0504 | 9.4616 | 0.58881 |  |  | 2028 | 39 | Asset Register:authorised_export_end_year=2066 (hard stop; cuts 1y from Asset Register:authorised_export_term_years) | FALSE | FALSE
2055 | near_term_methane_gwp20 | cedar_lng | Cedar FLNG Terminal | under_construction | export | 10.0504 | 9.4616 | 0.58881 |  |  | 2028 | 39 | Asset Register:authorised_export_end_year=2066 (hard stop; cuts 1y from Asset Register:authorised_export_term_years) | FALSE | FALSE
2056 | near_term_methane_gwp20 | cedar_lng | Cedar FLNG Terminal | under_construction | export | 10.0504 | 9.4616 | 0.58881 |  |  | 2028 | 39 | Asset Register:authorised_export_end_year=2066 (hard stop; cuts 1y from Asset Register:authorised_export_term_years) | FALSE | FALSE
2057 | near_term_methane_gwp20 | cedar_lng | Cedar FLNG Terminal | under_construction | export | 10.0504 | 9.4616 | 0.58881 |  |  | 2028 | 39 | Asset Register:authorised_export_end_year=2066 (hard stop; cuts 1y from Asset Register:authorised_export_term_years) | FALSE | FALSE
2058 | near_term_methane_gwp20 | cedar_lng | Cedar FLNG Terminal | under_construction | export | 10.0504 | 9.4616 | 0.58881 |  |  | 2028 | 39 | Asset Register:authorised_export_end_year=2066 (hard stop; cuts 1y from Asset Register:authorised_export_term_years) | FALSE | FALSE
2059 | near_term_methane_gwp20 | cedar_lng | Cedar FLNG Terminal | under_construction | export | 10.0504 | 9.4616 | 0.58881 |  |  | 2028 | 39 | Asset Register:authorised_export_end_year=2066 (hard stop; cuts 1y from Asset Register:authorised_export_term_years) | FALSE | FALSE
2060 | near_term_methane_gwp20 | cedar_lng | Cedar FLNG Terminal | under_construction | export | 10.0504 | 9.4616 | 0.58881 |  |  | 2028 | 39 | Asset Register:authorised_export_end_year=2066 (hard stop; cuts 1y from Asset Register:authorised_export_term_years) | FALSE | FALSE
2061 | near_term_methane_gwp20 | cedar_lng | Cedar FLNG Terminal | under_construction | export | 10.0504 | 9.4616 | 0.58881 |  |  | 2028 | 39 | Asset Register:authorised_export_end_year=2066 (hard stop; cuts 1y from Asset Register:authorised_export_term_years) | FALSE | FALSE
2062 | near_term_methane_gwp20 | cedar_lng | Cedar FLNG Terminal | under_construction | export | 10.0504 | 9.4616 | 0.58881 |  |  | 2028 | 39 | Asset Register:authorised_export_end_year=2066 (hard stop; cuts 1y from Asset Register:authorised_export_term_years) | FALSE | FALSE
2063 | near_term_methane_gwp20 | cedar_lng | Cedar FLNG Terminal | under_construction | export | 10.0504 | 9.4616 | 0.58881 |  |  | 2028 | 39 | Asset Register:authorised_export_end_year=2066 (hard stop; cuts 1y from Asset Register:authorised_export_term_years) | FALSE | FALSE
2064 | near_term_methane_gwp20 | cedar_lng | Cedar FLNG Terminal | under_construction | export | 10.0504 | 9.4616 | 0.58881 |  |  | 2028 | 39 | Asset Register:authorised_export_end_year=2066 (hard stop; cuts 1y from Asset Register:authorised_export_term_years) | FALSE | FALSE
2065 | near_term_methane_gwp20 | cedar_lng | Cedar FLNG Terminal | under_construction | export | 10.0504 | 9.4616 | 0.58881 |  |  | 2028 | 39 | Asset Register:authorised_export_end_year=2066 (hard stop; cuts 1y from Asset Register:authorised_export_term_years) | FALSE | FALSE
2066 | near_term_methane_gwp20 | cedar_lng | Cedar FLNG Terminal | under_construction | export | 10.0504 | 9.4616 | 0.58881 |  |  | 2028 | 39 | Asset Register:authorised_export_end_year=2066 (hard stop; cuts 1y from Asset Register:authorised_export_term_years) | FALSE | FALSE
2028 | near_term_methane_gwp20 | woodfibre_lng | Woodfibre LNG Terminal | under_construction | export | 3.0492 | 2.8706 | 0.17864 |  |  | 2028 | 30 | Asset Register:authorised_export_end_year=2057 (hard stop; cuts 10y from Asset Register:authorised_export_term_years) | FALSE | FALSE
2029 | near_term_methane_gwp20 | woodfibre_lng | Woodfibre LNG Terminal | under_construction | export | 5.3361 | 5.0235 | 0.31262 |  |  | 2028 | 30 | Asset Register:authorised_export_end_year=2057 (hard stop; cuts 10y from Asset Register:authorised_export_term_years) | FALSE | FALSE
2030 | near_term_methane_gwp20 | woodfibre_lng | Woodfibre LNG Terminal | under_construction | export | 6.3957 | 6.021 | 0.3747 |  |  | 2028 | 30 | Asset Register:authorised_export_end_year=2057 (hard stop; cuts 10y from Asset Register:authorised_export_term_years) | FALSE | FALSE
2031 | near_term_methane_gwp20 | woodfibre_lng | Woodfibre LNG Terminal | under_construction | export | 6.3957 | 6.021 | 0.3747 |  |  | 2028 | 30 | Asset Register:authorised_export_end_year=2057 (hard stop; cuts 10y from Asset Register:authorised_export_term_years) | FALSE | FALSE
2032 | near_term_methane_gwp20 | woodfibre_lng | Woodfibre LNG Terminal | under_construction | export | 6.3957 | 6.021 | 0.3747 |  |  | 2028 | 30 | Asset Register:authorised_export_end_year=2057 (hard stop; cuts 10y from Asset Register:authorised_export_term_years) | FALSE | FALSE
2033 | near_term_methane_gwp20 | woodfibre_lng | Woodfibre LNG Terminal | under_construction | export | 6.3957 | 6.021 | 0.3747 |  |  | 2028 | 30 | Asset Register:authorised_export_end_year=2057 (hard stop; cuts 10y from Asset Register:authorised_export_term_years) | FALSE | FALSE
2034 | near_term_methane_gwp20 | woodfibre_lng | Woodfibre LNG Terminal | under_construction | export | 6.3957 | 6.021 | 0.3747 |  |  | 2028 | 30 | Asset Register:authorised_export_end_year=2057 (hard stop; cuts 10y from Asset Register:authorised_export_term_years) | FALSE | FALSE
2035 | near_term_methane_gwp20 | woodfibre_lng | Woodfibre LNG Terminal | under_construction | export | 6.3957 | 6.021 | 0.3747 |  |  | 2028 | 30 | Asset Register:authorised_export_end_year=2057 (hard stop; cuts 10y from Asset Register:authorised_export_term_years) | FALSE | FALSE
2036 | near_term_methane_gwp20 | woodfibre_lng | Woodfibre LNG Terminal | under_construction | export | 6.3957 | 6.021 | 0.3747 |  |  | 2028 | 30 | Asset Register:authorised_export_end_year=2057 (hard stop; cuts 10y from Asset Register:authorised_export_term_years) | FALSE | FALSE
2037 | near_term_methane_gwp20 | woodfibre_lng | Woodfibre LNG Terminal | under_construction | export | 6.3957 | 6.021 | 0.3747 |  |  | 2028 | 30 | Asset Register:authorised_export_end_year=2057 (hard stop; cuts 10y from Asset Register:authorised_export_term_years) | FALSE | FALSE
2038 | near_term_methane_gwp20 | woodfibre_lng | Woodfibre LNG Terminal | under_construction | export | 6.3957 | 6.021 | 0.3747 |  |  | 2028 | 30 | Asset Register:authorised_export_end_year=2057 (hard stop; cuts 10y from Asset Register:authorised_export_term_years) | FALSE | FALSE
2039 | near_term_methane_gwp20 | woodfibre_lng | Woodfibre LNG Terminal | under_construction | export | 6.3957 | 6.021 | 0.3747 |  |  | 2028 | 30 | Asset Register:authorised_export_end_year=2057 (hard stop; cuts 10y from Asset Register:authorised_export_term_years) | FALSE | FALSE
2040 | near_term_methane_gwp20 | woodfibre_lng | Woodfibre LNG Terminal | under_construction | export | 6.3957 | 6.021 | 0.3747 |  |  | 2028 | 30 | Asset Register:authorised_export_end_year=2057 (hard stop; cuts 10y from Asset Register:authorised_export_term_years) | FALSE | FALSE
2041 | near_term_methane_gwp20 | woodfibre_lng | Woodfibre LNG Terminal | under_construction | export | 6.3957 | 6.021 | 0.3747 |  |  | 2028 | 30 | Asset Register:authorised_export_end_year=2057 (hard stop; cuts 10y from Asset Register:authorised_export_term_years) | FALSE | FALSE
2042 | near_term_methane_gwp20 | woodfibre_lng | Woodfibre LNG Terminal | under_construction | export | 6.3957 | 6.021 | 0.3747 |  |  | 2028 | 30 | Asset Register:authorised_export_end_year=2057 (hard stop; cuts 10y from Asset Register:authorised_export_term_years) | FALSE | FALSE
2043 | near_term_methane_gwp20 | woodfibre_lng | Woodfibre LNG Terminal | under_construction | export | 6.3957 | 6.021 | 0.3747 |  |  | 2028 | 30 | Asset Register:authorised_export_end_year=2057 (hard stop; cuts 10y from Asset Register:authorised_export_term_years) | FALSE | FALSE
2044 | near_term_methane_gwp20 | woodfibre_lng | Woodfibre LNG Terminal | under_construction | export | 6.3957 | 6.021 | 0.3747 |  |  | 2028 | 30 | Asset Register:authorised_export_end_year=2057 (hard stop; cuts 10y from Asset Register:authorised_export_term_years) | FALSE | FALSE
2045 | near_term_methane_gwp20 | woodfibre_lng | Woodfibre LNG Terminal | under_construction | export | 6.3957 | 6.021 | 0.3747 |  |  | 2028 | 30 | Asset Register:authorised_export_end_year=2057 (hard stop; cuts 10y from Asset Register:authorised_export_term_years) | FALSE | FALSE
2046 | near_term_methane_gwp20 | woodfibre_lng | Woodfibre LNG Terminal | under_construction | export | 6.3957 | 6.021 | 0.3747 |  |  | 2028 | 30 | Asset Register:authorised_export_end_year=2057 (hard stop; cuts 10y from Asset Register:authorised_export_term_years) | FALSE | FALSE
2047 | near_term_methane_gwp20 | woodfibre_lng | Woodfibre LNG Terminal | under_construction | export | 6.3957 | 6.021 | 0.3747 |  |  | 2028 | 30 | Asset Register:authorised_export_end_year=2057 (hard stop; cuts 10y from Asset Register:authorised_export_term_years) | FALSE | FALSE
2048 | near_term_methane_gwp20 | woodfibre_lng | Woodfibre LNG Terminal | under_construction | export | 6.3957 | 6.021 | 0.3747 |  |  | 2028 | 30 | Asset Register:authorised_export_end_year=2057 (hard stop; cuts 10y from Asset Register:authorised_export_term_years) | FALSE | FALSE
2049 | near_term_methane_gwp20 | woodfibre_lng | Woodfibre LNG Terminal | under_construction | export | 6.3957 | 6.021 | 0.3747 |  |  | 2028 | 30 | Asset Register:authorised_export_end_year=2057 (hard stop; cuts 10y from Asset Register:authorised_export_term_years) | FALSE | FALSE
2050 | near_term_methane_gwp20 | woodfibre_lng | Woodfibre LNG Terminal | under_construction | export | 6.3957 | 6.021 | 0.3747 |  |  | 2028 | 30 | Asset Register:authorised_export_end_year=2057 (hard stop; cuts 10y from Asset Register:authorised_export_term_years) | FALSE | FALSE
2051 | near_term_methane_gwp20 | woodfibre_lng | Woodfibre LNG Terminal | under_construction | export | 6.3957 | 6.021 | 0.3747 |  |  | 2028 | 30 | Asset Register:authorised_export_end_year=2057 (hard stop; cuts 10y from Asset Register:authorised_export_term_years) | FALSE | FALSE
2052 | near_term_methane_gwp20 | woodfibre_lng | Woodfibre LNG Terminal | under_construction | export | 6.3957 | 6.021 | 0.3747 |  |  | 2028 | 30 | Asset Register:authorised_export_end_year=2057 (hard stop; cuts 10y from Asset Register:authorised_export_term_years) | FALSE | FALSE
2053 | near_term_methane_gwp20 | woodfibre_lng | Woodfibre LNG Terminal | under_construction | export | 6.3957 | 6.021 | 0.3747 |  |  | 2028 | 30 | Asset Register:authorised_export_end_year=2057 (hard stop; cuts 10y from Asset Register:authorised_export_term_years) | FALSE | FALSE
2054 | near_term_methane_gwp20 | woodfibre_lng | Woodfibre LNG Terminal | under_construction | export | 6.3957 | 6.021 | 0.3747 |  |  | 2028 | 30 | Asset Register:authorised_export_end_year=2057 (hard stop; cuts 10y from Asset Register:authorised_export_term_years) | FALSE | FALSE
2055 | near_term_methane_gwp20 | woodfibre_lng | Woodfibre LNG Terminal | under_construction | export | 6.3957 | 6.021 | 0.3747 |  |  | 2028 | 30 | Asset Register:authorised_export_end_year=2057 (hard stop; cuts 10y from Asset Register:authorised_export_term_years) | FALSE | FALSE
2056 | near_term_methane_gwp20 | woodfibre_lng | Woodfibre LNG Terminal | under_construction | export | 6.3957 | 6.021 | 0.3747 |  |  | 2028 | 30 | Asset Register:authorised_export_end_year=2057 (hard stop; cuts 10y from Asset Register:authorised_export_term_years) | FALSE | FALSE
2057 | near_term_methane_gwp20 | woodfibre_lng | Woodfibre LNG Terminal | under_construction | export | 6.3957 | 6.021 | 0.3747 |  |  | 2028 | 30 | Asset Register:authorised_export_end_year=2057 (hard stop; cuts 10y from Asset Register:authorised_export_term_years) | FALSE | FALSE
2035 | near_term_methane_gwp20 | lng_canada_phase_2 | LNG Canada Terminal | proposed | export | 20.328 | 19.1371 | 1.1909 |  |  | 2030 | 27 | Asset Register:authorised_export_end_year=2056 (hard stop; cuts 13y from Asset Register:authorised_export_term_years) | FALSE | FALSE
2036 | near_term_methane_gwp20 | lng_canada_phase_2 | LNG Canada Terminal | proposed | export | 35.574 | 33.4899 | 2.0841 |  |  | 2030 | 27 | Asset Register:authorised_export_end_year=2056 (hard stop; cuts 13y from Asset Register:authorised_export_term_years) | FALSE | FALSE
2037 | near_term_methane_gwp20 | lng_canada_phase_2 | LNG Canada Terminal | proposed | export | 42.638 | 40.14 | 2.498 |  |  | 2030 | 27 | Asset Register:authorised_export_end_year=2056 (hard stop; cuts 13y from Asset Register:authorised_export_term_years) | FALSE | FALSE
2038 | near_term_methane_gwp20 | lng_canada_phase_2 | LNG Canada Terminal | proposed | export | 42.638 | 40.14 | 2.498 |  |  | 2030 | 27 | Asset Register:authorised_export_end_year=2056 (hard stop; cuts 13y from Asset Register:authorised_export_term_years) | FALSE | FALSE
2039 | near_term_methane_gwp20 | lng_canada_phase_2 | LNG Canada Terminal | proposed | export | 42.638 | 40.14 | 2.498 |  |  | 2030 | 27 | Asset Register:authorised_export_end_year=2056 (hard stop; cuts 13y from Asset Register:authorised_export_term_years) | FALSE | FALSE
2040 | near_term_methane_gwp20 | lng_canada_phase_2 | LNG Canada Terminal | proposed | export | 42.638 | 40.14 | 2.498 |  |  | 2030 | 27 | Asset Register:authorised_export_end_year=2056 (hard stop; cuts 13y from Asset Register:authorised_export_term_years) | FALSE | FALSE
2041 | near_term_methane_gwp20 | lng_canada_phase_2 | LNG Canada Terminal | proposed | export | 42.638 | 40.14 | 2.498 |  |  | 2030 | 27 | Asset Register:authorised_export_end_year=2056 (hard stop; cuts 13y from Asset Register:authorised_export_term_years) | FALSE | FALSE
2042 | near_term_methane_gwp20 | lng_canada_phase_2 | LNG Canada Terminal | proposed | export | 42.638 | 40.14 | 2.498 |  |  | 2030 | 27 | Asset Register:authorised_export_end_year=2056 (hard stop; cuts 13y from Asset Register:authorised_export_term_years) | FALSE | FALSE
2043 | near_term_methane_gwp20 | lng_canada_phase_2 | LNG Canada Terminal | proposed | export | 42.638 | 40.14 | 2.498 |  |  | 2030 | 27 | Asset Register:authorised_export_end_year=2056 (hard stop; cuts 13y from Asset Register:authorised_export_term_years) | FALSE | FALSE
2044 | near_term_methane_gwp20 | lng_canada_phase_2 | LNG Canada Terminal | proposed | export | 42.638 | 40.14 | 2.498 |  |  | 2030 | 27 | Asset Register:authorised_export_end_year=2056 (hard stop; cuts 13y from Asset Register:authorised_export_term_years) | FALSE | FALSE
2045 | near_term_methane_gwp20 | lng_canada_phase_2 | LNG Canada Terminal | proposed | export | 42.638 | 40.14 | 2.498 |  |  | 2030 | 27 | Asset Register:authorised_export_end_year=2056 (hard stop; cuts 13y from Asset Register:authorised_export_term_years) | FALSE | FALSE
2046 | near_term_methane_gwp20 | lng_canada_phase_2 | LNG Canada Terminal | proposed | export | 42.638 | 40.14 | 2.498 |  |  | 2030 | 27 | Asset Register:authorised_export_end_year=2056 (hard stop; cuts 13y from Asset Register:authorised_export_term_years) | FALSE | FALSE
2047 | near_term_methane_gwp20 | lng_canada_phase_2 | LNG Canada Terminal | proposed | export | 42.638 | 40.14 | 2.498 |  |  | 2030 | 27 | Asset Register:authorised_export_end_year=2056 (hard stop; cuts 13y from Asset Register:authorised_export_term_years) | FALSE | FALSE
2048 | near_term_methane_gwp20 | lng_canada_phase_2 | LNG Canada Terminal | proposed | export | 42.638 | 40.14 | 2.498 |  |  | 2030 | 27 | Asset Register:authorised_export_end_year=2056 (hard stop; cuts 13y from Asset Register:authorised_export_term_years) | FALSE | FALSE
2049 | near_term_methane_gwp20 | lng_canada_phase_2 | LNG Canada Terminal | proposed | export | 42.638 | 40.14 | 2.498 |  |  | 2030 | 27 | Asset Register:authorised_export_end_year=2056 (hard stop; cuts 13y from Asset Register:authorised_export_term_years) | FALSE | FALSE
2050 | near_term_methane_gwp20 | lng_canada_phase_2 | LNG Canada Terminal | proposed | export | 42.638 | 40.14 | 2.498 |  |  | 2030 | 27 | Asset Register:authorised_export_end_year=2056 (hard stop; cuts 13y from Asset Register:authorised_export_term_years) | FALSE | FALSE
2051 | near_term_methane_gwp20 | lng_canada_phase_2 | LNG Canada Terminal | proposed | export | 42.638 | 40.14 | 2.498 |  |  | 2030 | 27 | Asset Register:authorised_export_end_year=2056 (hard stop; cuts 13y from Asset Register:authorised_export_term_years) | FALSE | FALSE
2052 | near_term_methane_gwp20 | lng_canada_phase_2 | LNG Canada Terminal | proposed | export | 42.638 | 40.14 | 2.498 |  |  | 2030 | 27 | Asset Register:authorised_export_end_year=2056 (hard stop; cuts 13y from Asset Register:authorised_export_term_years) | FALSE | FALSE
2053 | near_term_methane_gwp20 | lng_canada_phase_2 | LNG Canada Terminal | proposed | export | 42.638 | 40.14 | 2.498 |  |  | 2030 | 27 | Asset Register:authorised_export_end_year=2056 (hard stop; cuts 13y from Asset Register:authorised_export_term_years) | FALSE | FALSE
2054 | near_term_methane_gwp20 | lng_canada_phase_2 | LNG Canada Terminal | proposed | export | 42.638 | 40.14 | 2.498 |  |  | 2030 | 27 | Asset Register:authorised_export_end_year=2056 (hard stop; cuts 13y from Asset Register:authorised_export_term_years) | FALSE | FALSE
2055 | near_term_methane_gwp20 | lng_canada_phase_2 | LNG Canada Terminal | proposed | export | 42.638 | 40.14 | 2.498 |  |  | 2030 | 27 | Asset Register:authorised_export_end_year=2056 (hard stop; cuts 13y from Asset Register:authorised_export_term_years) | FALSE | FALSE
2056 | near_term_methane_gwp20 | lng_canada_phase_2 | LNG Canada Terminal | proposed | export | 42.638 | 40.14 | 2.498 |  |  | 2030 | 27 | Asset Register:authorised_export_end_year=2056 (hard stop; cuts 13y from Asset Register:authorised_export_term_years) | FALSE | FALSE
2034 | near_term_methane_gwp20 | ksi_lisims_lng | Ksi Lisims FLNG Terminal | proposed | export | 17.424 | 16.4032 | 1.0208 |  |  | 2029 | 35 | Asset Register:authorised_export_end_year=2063 (hard stop; cuts 5y from Asset Register:authorised_export_term_years) | FALSE | FALSE
2035 | near_term_methane_gwp20 | ksi_lisims_lng | Ksi Lisims FLNG Terminal | proposed | export | 30.492 | 28.7056 | 1.7864 |  |  | 2029 | 35 | Asset Register:authorised_export_end_year=2063 (hard stop; cuts 5y from Asset Register:authorised_export_term_years) | FALSE | FALSE
2036 | near_term_methane_gwp20 | ksi_lisims_lng | Ksi Lisims FLNG Terminal | proposed | export | 36.5468 | 34.4057 | 2.1411 |  |  | 2029 | 35 | Asset Register:authorised_export_end_year=2063 (hard stop; cuts 5y from Asset Register:authorised_export_term_years) | FALSE | FALSE
2037 | near_term_methane_gwp20 | ksi_lisims_lng | Ksi Lisims FLNG Terminal | proposed | export | 36.5468 | 34.4057 | 2.1411 |  |  | 2029 | 35 | Asset Register:authorised_export_end_year=2063 (hard stop; cuts 5y from Asset Register:authorised_export_term_years) | FALSE | FALSE
2038 | near_term_methane_gwp20 | ksi_lisims_lng | Ksi Lisims FLNG Terminal | proposed | export | 36.5468 | 34.4057 | 2.1411 |  |  | 2029 | 35 | Asset Register:authorised_export_end_year=2063 (hard stop; cuts 5y from Asset Register:authorised_export_term_years) | FALSE | FALSE
2039 | near_term_methane_gwp20 | ksi_lisims_lng | Ksi Lisims FLNG Terminal | proposed | export | 36.5468 | 34.4057 | 2.1411 |  |  | 2029 | 35 | Asset Register:authorised_export_end_year=2063 (hard stop; cuts 5y from Asset Register:authorised_export_term_years) | FALSE | FALSE
2040 | near_term_methane_gwp20 | ksi_lisims_lng | Ksi Lisims FLNG Terminal | proposed | export | 36.5468 | 34.4057 | 2.1411 |  |  | 2029 | 35 | Asset Register:authorised_export_end_year=2063 (hard stop; cuts 5y from Asset Register:authorised_export_term_years) | FALSE | FALSE
2041 | near_term_methane_gwp20 | ksi_lisims_lng | Ksi Lisims FLNG Terminal | proposed | export | 36.5468 | 34.4057 | 2.1411 |  |  | 2029 | 35 | Asset Register:authorised_export_end_year=2063 (hard stop; cuts 5y from Asset Register:authorised_export_term_years) | FALSE | FALSE
2042 | near_term_methane_gwp20 | ksi_lisims_lng | Ksi Lisims FLNG Terminal | proposed | export | 36.5468 | 34.4057 | 2.1411 |  |  | 2029 | 35 | Asset Register:authorised_export_end_year=2063 (hard stop; cuts 5y from Asset Register:authorised_export_term_years) | FALSE | FALSE
2043 | near_term_methane_gwp20 | ksi_lisims_lng | Ksi Lisims FLNG Terminal | proposed | export | 36.5468 | 34.4057 | 2.1411 |  |  | 2029 | 35 | Asset Register:authorised_export_end_year=2063 (hard stop; cuts 5y from Asset Register:authorised_export_term_years) | FALSE | FALSE
2044 | near_term_methane_gwp20 | ksi_lisims_lng | Ksi Lisims FLNG Terminal | proposed | export | 36.5468 | 34.4057 | 2.1411 |  |  | 2029 | 35 | Asset Register:authorised_export_end_year=2063 (hard stop; cuts 5y from Asset Register:authorised_export_term_years) | FALSE | FALSE
2045 | near_term_methane_gwp20 | ksi_lisims_lng | Ksi Lisims FLNG Terminal | proposed | export | 36.5468 | 34.4057 | 2.1411 |  |  | 2029 | 35 | Asset Register:authorised_export_end_year=2063 (hard stop; cuts 5y from Asset Register:authorised_export_term_years) | FALSE | FALSE
2046 | near_term_methane_gwp20 | ksi_lisims_lng | Ksi Lisims FLNG Terminal | proposed | export | 36.5468 | 34.4057 | 2.1411 |  |  | 2029 | 35 | Asset Register:authorised_export_end_year=2063 (hard stop; cuts 5y from Asset Register:authorised_export_term_years) | FALSE | FALSE
2047 | near_term_methane_gwp20 | ksi_lisims_lng | Ksi Lisims FLNG Terminal | proposed | export | 36.5468 | 34.4057 | 2.1411 |  |  | 2029 | 35 | Asset Register:authorised_export_end_year=2063 (hard stop; cuts 5y from Asset Register:authorised_export_term_years) | FALSE | FALSE
2048 | near_term_methane_gwp20 | ksi_lisims_lng | Ksi Lisims FLNG Terminal | proposed | export | 36.5468 | 34.4057 | 2.1411 |  |  | 2029 | 35 | Asset Register:authorised_export_end_year=2063 (hard stop; cuts 5y from Asset Register:authorised_export_term_years) | FALSE | FALSE
2049 | near_term_methane_gwp20 | ksi_lisims_lng | Ksi Lisims FLNG Terminal | proposed | export | 36.5468 | 34.4057 | 2.1411 |  |  | 2029 | 35 | Asset Register:authorised_export_end_year=2063 (hard stop; cuts 5y from Asset Register:authorised_export_term_years) | FALSE | FALSE
2050 | near_term_methane_gwp20 | ksi_lisims_lng | Ksi Lisims FLNG Terminal | proposed | export | 36.5468 | 34.4057 | 2.1411 |  |  | 2029 | 35 | Asset Register:authorised_export_end_year=2063 (hard stop; cuts 5y from Asset Register:authorised_export_term_years) | FALSE | FALSE
2051 | near_term_methane_gwp20 | ksi_lisims_lng | Ksi Lisims FLNG Terminal | proposed | export | 36.5468 | 34.4057 | 2.1411 |  |  | 2029 | 35 | Asset Register:authorised_export_end_year=2063 (hard stop; cuts 5y from Asset Register:authorised_export_term_years) | FALSE | FALSE
2052 | near_term_methane_gwp20 | ksi_lisims_lng | Ksi Lisims FLNG Terminal | proposed | export | 36.5468 | 34.4057 | 2.1411 |  |  | 2029 | 35 | Asset Register:authorised_export_end_year=2063 (hard stop; cuts 5y from Asset Register:authorised_export_term_years) | FALSE | FALSE
2053 | near_term_methane_gwp20 | ksi_lisims_lng | Ksi Lisims FLNG Terminal | proposed | export | 36.5468 | 34.4057 | 2.1411 |  |  | 2029 | 35 | Asset Register:authorised_export_end_year=2063 (hard stop; cuts 5y from Asset Register:authorised_export_term_years) | FALSE | FALSE
2054 | near_term_methane_gwp20 | ksi_lisims_lng | Ksi Lisims FLNG Terminal | proposed | export | 36.5468 | 34.4057 | 2.1411 |  |  | 2029 | 35 | Asset Register:authorised_export_end_year=2063 (hard stop; cuts 5y from Asset Register:authorised_export_term_years) | FALSE | FALSE
2055 | near_term_methane_gwp20 | ksi_lisims_lng | Ksi Lisims FLNG Terminal | proposed | export | 36.5468 | 34.4057 | 2.1411 |  |  | 2029 | 35 | Asset Register:authorised_export_end_year=2063 (hard stop; cuts 5y from Asset Register:authorised_export_term_years) | FALSE | FALSE
2056 | near_term_methane_gwp20 | ksi_lisims_lng | Ksi Lisims FLNG Terminal | proposed | export | 36.5468 | 34.4057 | 2.1411 |  |  | 2029 | 35 | Asset Register:authorised_export_end_year=2063 (hard stop; cuts 5y from Asset Register:authorised_export_term_years) | FALSE | FALSE
2057 | near_term_methane_gwp20 | ksi_lisims_lng | Ksi Lisims FLNG Terminal | proposed | export | 36.5468 | 34.4057 | 2.1411 |  |  | 2029 | 35 | Asset Register:authorised_export_end_year=2063 (hard stop; cuts 5y from Asset Register:authorised_export_term_years) | FALSE | FALSE
2058 | near_term_methane_gwp20 | ksi_lisims_lng | Ksi Lisims FLNG Terminal | proposed | export | 36.5468 | 34.4057 | 2.1411 |  |  | 2029 | 35 | Asset Register:authorised_export_end_year=2063 (hard stop; cuts 5y from Asset Register:authorised_export_term_years) | FALSE | FALSE
2059 | near_term_methane_gwp20 | ksi_lisims_lng | Ksi Lisims FLNG Terminal | proposed | export | 36.5468 | 34.4057 | 2.1411 |  |  | 2029 | 35 | Asset Register:authorised_export_end_year=2063 (hard stop; cuts 5y from Asset Register:authorised_export_term_years) | FALSE | FALSE
2060 | near_term_methane_gwp20 | ksi_lisims_lng | Ksi Lisims FLNG Terminal | proposed | export | 36.5468 | 34.4057 | 2.1411 |  |  | 2029 | 35 | Asset Register:authorised_export_end_year=2063 (hard stop; cuts 5y from Asset Register:authorised_export_term_years) | FALSE | FALSE
2061 | near_term_methane_gwp20 | ksi_lisims_lng | Ksi Lisims FLNG Terminal | proposed | export | 36.5468 | 34.4057 | 2.1411 |  |  | 2029 | 35 | Asset Register:authorised_export_end_year=2063 (hard stop; cuts 5y from Asset Register:authorised_export_term_years) | FALSE | FALSE
2062 | near_term_methane_gwp20 | ksi_lisims_lng | Ksi Lisims FLNG Terminal | proposed | export | 36.5468 | 34.4057 | 2.1411 |  |  | 2029 | 35 | Asset Register:authorised_export_end_year=2063 (hard stop; cuts 5y from Asset Register:authorised_export_term_years) | FALSE | FALSE
2063 | near_term_methane_gwp20 | ksi_lisims_lng | Ksi Lisims FLNG Terminal | proposed | export | 36.5468 | 34.4057 | 2.1411 |  |  | 2029 | 35 | Asset Register:authorised_export_end_year=2063 (hard stop; cuts 5y from Asset Register:authorised_export_term_years) | FALSE | FALSE
2035 | near_term_methane_gwp20 | marinvest_baie_comeau | Kino Aski LNG (formerly Marinvest Energy, Baie-Comeau) | proposed | export | 21.78 | 20.504 | 1.276 |  |  | 2030 | 40 | Parameters:lifecycle_years_default | TRUE | FALSE
2036 | near_term_methane_gwp20 | marinvest_baie_comeau | Kino Aski LNG (formerly Marinvest Energy, Baie-Comeau) | proposed | export | 38.115 | 35.882 | 2.233 |  |  | 2030 | 40 | Parameters:lifecycle_years_default | TRUE | FALSE
2037 | near_term_methane_gwp20 | marinvest_baie_comeau | Kino Aski LNG (formerly Marinvest Energy, Baie-Comeau) | proposed | export | 45.6835 | 43.0071 | 2.6764 |  |  | 2030 | 40 | Parameters:lifecycle_years_default | TRUE | FALSE
2038 | near_term_methane_gwp20 | marinvest_baie_comeau | Kino Aski LNG (formerly Marinvest Energy, Baie-Comeau) | proposed | export | 45.6835 | 43.0071 | 2.6764 |  |  | 2030 | 40 | Parameters:lifecycle_years_default | TRUE | FALSE
2039 | near_term_methane_gwp20 | marinvest_baie_comeau | Kino Aski LNG (formerly Marinvest Energy, Baie-Comeau) | proposed | export | 45.6835 | 43.0071 | 2.6764 |  |  | 2030 | 40 | Parameters:lifecycle_years_default | TRUE | FALSE
2040 | near_term_methane_gwp20 | marinvest_baie_comeau | Kino Aski LNG (formerly Marinvest Energy, Baie-Comeau) | proposed | export | 45.6835 | 43.0071 | 2.6764 |  |  | 2030 | 40 | Parameters:lifecycle_years_default | TRUE | FALSE
2041 | near_term_methane_gwp20 | marinvest_baie_comeau | Kino Aski LNG (formerly Marinvest Energy, Baie-Comeau) | proposed | export | 45.6835 | 43.0071 | 2.6764 |  |  | 2030 | 40 | Parameters:lifecycle_years_default | TRUE | FALSE
2042 | near_term_methane_gwp20 | marinvest_baie_comeau | Kino Aski LNG (formerly Marinvest Energy, Baie-Comeau) | proposed | export | 45.6835 | 43.0071 | 2.6764 |  |  | 2030 | 40 | Parameters:lifecycle_years_default | TRUE | FALSE
2043 | near_term_methane_gwp20 | marinvest_baie_comeau | Kino Aski LNG (formerly Marinvest Energy, Baie-Comeau) | proposed | export | 45.6835 | 43.0071 | 2.6764 |  |  | 2030 | 40 | Parameters:lifecycle_years_default | TRUE | FALSE
2044 | near_term_methane_gwp20 | marinvest_baie_comeau | Kino Aski LNG (formerly Marinvest Energy, Baie-Comeau) | proposed | export | 45.6835 | 43.0071 | 2.6764 |  |  | 2030 | 40 | Parameters:lifecycle_years_default | TRUE | FALSE
2045 | near_term_methane_gwp20 | marinvest_baie_comeau | Kino Aski LNG (formerly Marinvest Energy, Baie-Comeau) | proposed | export | 45.6835 | 43.0071 | 2.6764 |  |  | 2030 | 40 | Parameters:lifecycle_years_default | TRUE | FALSE
2046 | near_term_methane_gwp20 | marinvest_baie_comeau | Kino Aski LNG (formerly Marinvest Energy, Baie-Comeau) | proposed | export | 45.6835 | 43.0071 | 2.6764 |  |  | 2030 | 40 | Parameters:lifecycle_years_default | TRUE | FALSE
2047 | near_term_methane_gwp20 | marinvest_baie_comeau | Kino Aski LNG (formerly Marinvest Energy, Baie-Comeau) | proposed | export | 45.6835 | 43.0071 | 2.6764 |  |  | 2030 | 40 | Parameters:lifecycle_years_default | TRUE | FALSE
2048 | near_term_methane_gwp20 | marinvest_baie_comeau | Kino Aski LNG (formerly Marinvest Energy, Baie-Comeau) | proposed | export | 45.6835 | 43.0071 | 2.6764 |  |  | 2030 | 40 | Parameters:lifecycle_years_default | TRUE | FALSE
2049 | near_term_methane_gwp20 | marinvest_baie_comeau | Kino Aski LNG (formerly Marinvest Energy, Baie-Comeau) | proposed | export | 45.6835 | 43.0071 | 2.6764 |  |  | 2030 | 40 | Parameters:lifecycle_years_default | TRUE | FALSE
2050 | near_term_methane_gwp20 | marinvest_baie_comeau | Kino Aski LNG (formerly Marinvest Energy, Baie-Comeau) | proposed | export | 45.6835 | 43.0071 | 2.6764 |  |  | 2030 | 40 | Parameters:lifecycle_years_default | TRUE | FALSE
2051 | near_term_methane_gwp20 | marinvest_baie_comeau | Kino Aski LNG (formerly Marinvest Energy, Baie-Comeau) | proposed | export | 45.6835 | 43.0071 | 2.6764 |  |  | 2030 | 40 | Parameters:lifecycle_years_default | TRUE | FALSE
2052 | near_term_methane_gwp20 | marinvest_baie_comeau | Kino Aski LNG (formerly Marinvest Energy, Baie-Comeau) | proposed | export | 45.6835 | 43.0071 | 2.6764 |  |  | 2030 | 40 | Parameters:lifecycle_years_default | TRUE | FALSE
2053 | near_term_methane_gwp20 | marinvest_baie_comeau | Kino Aski LNG (formerly Marinvest Energy, Baie-Comeau) | proposed | export | 45.6835 | 43.0071 | 2.6764 |  |  | 2030 | 40 | Parameters:lifecycle_years_default | TRUE | FALSE
2054 | near_term_methane_gwp20 | marinvest_baie_comeau | Kino Aski LNG (formerly Marinvest Energy, Baie-Comeau) | proposed | export | 45.6835 | 43.0071 | 2.6764 |  |  | 2030 | 40 | Parameters:lifecycle_years_default | TRUE | FALSE
2055 | near_term_methane_gwp20 | marinvest_baie_comeau | Kino Aski LNG (formerly Marinvest Energy, Baie-Comeau) | proposed | export | 45.6835 | 43.0071 | 2.6764 |  |  | 2030 | 40 | Parameters:lifecycle_years_default | TRUE | FALSE
2056 | near_term_methane_gwp20 | marinvest_baie_comeau | Kino Aski LNG (formerly Marinvest Energy, Baie-Comeau) | proposed | export | 45.6835 | 43.0071 | 2.6764 |  |  | 2030 | 40 | Parameters:lifecycle_years_default | TRUE | FALSE
2057 | near_term_methane_gwp20 | marinvest_baie_comeau | Kino Aski LNG (formerly Marinvest Energy, Baie-Comeau) | proposed | export | 45.6835 | 43.0071 | 2.6764 |  |  | 2030 | 40 | Parameters:lifecycle_years_default | TRUE | FALSE
2058 | near_term_methane_gwp20 | marinvest_baie_comeau | Kino Aski LNG (formerly Marinvest Energy, Baie-Comeau) | proposed | export | 45.6835 | 43.0071 | 2.6764 |  |  | 2030 | 40 | Parameters:lifecycle_years_default | TRUE | FALSE
2059 | near_term_methane_gwp20 | marinvest_baie_comeau | Kino Aski LNG (formerly Marinvest Energy, Baie-Comeau) | proposed | export | 45.6835 | 43.0071 | 2.6764 |  |  | 2030 | 40 | Parameters:lifecycle_years_default | TRUE | FALSE
2060 | near_term_methane_gwp20 | marinvest_baie_comeau | Kino Aski LNG (formerly Marinvest Energy, Baie-Comeau) | proposed | export | 45.6835 | 43.0071 | 2.6764 |  |  | 2030 | 40 | Parameters:lifecycle_years_default | TRUE | FALSE
2061 | near_term_methane_gwp20 | marinvest_baie_comeau | Kino Aski LNG (formerly Marinvest Energy, Baie-Comeau) | proposed | export | 45.6835 | 43.0071 | 2.6764 |  |  | 2030 | 40 | Parameters:lifecycle_years_default | TRUE | FALSE
2062 | near_term_methane_gwp20 | marinvest_baie_comeau | Kino Aski LNG (formerly Marinvest Energy, Baie-Comeau) | proposed | export | 45.6835 | 43.0071 | 2.6764 |  |  | 2030 | 40 | Parameters:lifecycle_years_default | TRUE | FALSE
2063 | near_term_methane_gwp20 | marinvest_baie_comeau | Kino Aski LNG (formerly Marinvest Energy, Baie-Comeau) | proposed | export | 45.6835 | 43.0071 | 2.6764 |  |  | 2030 | 40 | Parameters:lifecycle_years_default | TRUE | FALSE
2064 | near_term_methane_gwp20 | marinvest_baie_comeau | Kino Aski LNG (formerly Marinvest Energy, Baie-Comeau) | proposed | export | 45.6835 | 43.0071 | 2.6764 |  |  | 2030 | 40 | Parameters:lifecycle_years_default | TRUE | FALSE
2065 | near_term_methane_gwp20 | marinvest_baie_comeau | Kino Aski LNG (formerly Marinvest Energy, Baie-Comeau) | proposed | export | 45.6835 | 43.0071 | 2.6764 |  |  | 2030 | 40 | Parameters:lifecycle_years_default | TRUE | FALSE
2066 | near_term_methane_gwp20 | marinvest_baie_comeau | Kino Aski LNG (formerly Marinvest Energy, Baie-Comeau) | proposed | export | 45.6835 | 43.0071 | 2.6764 |  |  | 2030 | 40 | Parameters:lifecycle_years_default | TRUE | FALSE
2067 | near_term_methane_gwp20 | marinvest_baie_comeau | Kino Aski LNG (formerly Marinvest Energy, Baie-Comeau) | proposed | export | 45.6835 | 43.0071 | 2.6764 |  |  | 2030 | 40 | Parameters:lifecycle_years_default | TRUE | FALSE
2068 | near_term_methane_gwp20 | marinvest_baie_comeau | Kino Aski LNG (formerly Marinvest Energy, Baie-Comeau) | proposed | export | 45.6835 | 43.0071 | 2.6764 |  |  | 2030 | 40 | Parameters:lifecycle_years_default | TRUE | FALSE
2069 | near_term_methane_gwp20 | marinvest_baie_comeau | Kino Aski LNG (formerly Marinvest Energy, Baie-Comeau) | proposed | export | 45.6835 | 43.0071 | 2.6764 |  |  | 2030 | 40 | Parameters:lifecycle_years_default | TRUE | FALSE
2035 | near_term_methane_gwp20 | summit_lake_pg_lng | Summit Lake PG LNG | proposed | export | 3.9204 | 3.6907 | 0.22968 |  |  | 2030 | 30 | Asset Register:project_life_years | TRUE | FALSE
2036 | near_term_methane_gwp20 | summit_lake_pg_lng | Summit Lake PG LNG | proposed | export | 6.8607 | 6.4588 | 0.40194 |  |  | 2030 | 30 | Asset Register:project_life_years | TRUE | FALSE
2037 | near_term_methane_gwp20 | summit_lake_pg_lng | Summit Lake PG LNG | proposed | export | 8.223 | 7.7413 | 0.48175 |  |  | 2030 | 30 | Asset Register:project_life_years | TRUE | FALSE
2038 | near_term_methane_gwp20 | summit_lake_pg_lng | Summit Lake PG LNG | proposed | export | 8.223 | 7.7413 | 0.48175 |  |  | 2030 | 30 | Asset Register:project_life_years | TRUE | FALSE
2039 | near_term_methane_gwp20 | summit_lake_pg_lng | Summit Lake PG LNG | proposed | export | 8.223 | 7.7413 | 0.48175 |  |  | 2030 | 30 | Asset Register:project_life_years | TRUE | FALSE
2040 | near_term_methane_gwp20 | summit_lake_pg_lng | Summit Lake PG LNG | proposed | export | 8.223 | 7.7413 | 0.48175 |  |  | 2030 | 30 | Asset Register:project_life_years | TRUE | FALSE
2041 | near_term_methane_gwp20 | summit_lake_pg_lng | Summit Lake PG LNG | proposed | export | 8.223 | 7.7413 | 0.48175 |  |  | 2030 | 30 | Asset Register:project_life_years | TRUE | FALSE
2042 | near_term_methane_gwp20 | summit_lake_pg_lng | Summit Lake PG LNG | proposed | export | 8.223 | 7.7413 | 0.48175 |  |  | 2030 | 30 | Asset Register:project_life_years | TRUE | FALSE
2043 | near_term_methane_gwp20 | summit_lake_pg_lng | Summit Lake PG LNG | proposed | export | 8.223 | 7.7413 | 0.48175 |  |  | 2030 | 30 | Asset Register:project_life_years | TRUE | FALSE
2044 | near_term_methane_gwp20 | summit_lake_pg_lng | Summit Lake PG LNG | proposed | export | 8.223 | 7.7413 | 0.48175 |  |  | 2030 | 30 | Asset Register:project_life_years | TRUE | FALSE
2045 | near_term_methane_gwp20 | summit_lake_pg_lng | Summit Lake PG LNG | proposed | export | 8.223 | 7.7413 | 0.48175 |  |  | 2030 | 30 | Asset Register:project_life_years | TRUE | FALSE
2046 | near_term_methane_gwp20 | summit_lake_pg_lng | Summit Lake PG LNG | proposed | export | 8.223 | 7.7413 | 0.48175 |  |  | 2030 | 30 | Asset Register:project_life_years | TRUE | FALSE
2047 | near_term_methane_gwp20 | summit_lake_pg_lng | Summit Lake PG LNG | proposed | export | 8.223 | 7.7413 | 0.48175 |  |  | 2030 | 30 | Asset Register:project_life_years | TRUE | FALSE
2048 | near_term_methane_gwp20 | summit_lake_pg_lng | Summit Lake PG LNG | proposed | export | 8.223 | 7.7413 | 0.48175 |  |  | 2030 | 30 | Asset Register:project_life_years | TRUE | FALSE
2049 | near_term_methane_gwp20 | summit_lake_pg_lng | Summit Lake PG LNG | proposed | export | 8.223 | 7.7413 | 0.48175 |  |  | 2030 | 30 | Asset Register:project_life_years | TRUE | FALSE
2050 | near_term_methane_gwp20 | summit_lake_pg_lng | Summit Lake PG LNG | proposed | export | 8.223 | 7.7413 | 0.48175 |  |  | 2030 | 30 | Asset Register:project_life_years | TRUE | FALSE
2051 | near_term_methane_gwp20 | summit_lake_pg_lng | Summit Lake PG LNG | proposed | export | 8.223 | 7.7413 | 0.48175 |  |  | 2030 | 30 | Asset Register:project_life_years | TRUE | FALSE
2052 | near_term_methane_gwp20 | summit_lake_pg_lng | Summit Lake PG LNG | proposed | export | 8.223 | 7.7413 | 0.48175 |  |  | 2030 | 30 | Asset Register:project_life_years | TRUE | FALSE
2053 | near_term_methane_gwp20 | summit_lake_pg_lng | Summit Lake PG LNG | proposed | export | 8.223 | 7.7413 | 0.48175 |  |  | 2030 | 30 | Asset Register:project_life_years | TRUE | FALSE
2054 | near_term_methane_gwp20 | summit_lake_pg_lng | Summit Lake PG LNG | proposed | export | 8.223 | 7.7413 | 0.48175 |  |  | 2030 | 30 | Asset Register:project_life_years | TRUE | FALSE
2055 | near_term_methane_gwp20 | summit_lake_pg_lng | Summit Lake PG LNG | proposed | export | 8.223 | 7.7413 | 0.48175 |  |  | 2030 | 30 | Asset Register:project_life_years | TRUE | FALSE
2056 | near_term_methane_gwp20 | summit_lake_pg_lng | Summit Lake PG LNG | proposed | export | 8.223 | 7.7413 | 0.48175 |  |  | 2030 | 30 | Asset Register:project_life_years | TRUE | FALSE
2057 | near_term_methane_gwp20 | summit_lake_pg_lng | Summit Lake PG LNG | proposed | export | 8.223 | 7.7413 | 0.48175 |  |  | 2030 | 30 | Asset Register:project_life_years | TRUE | FALSE
2058 | near_term_methane_gwp20 | summit_lake_pg_lng | Summit Lake PG LNG | proposed | export | 8.223 | 7.7413 | 0.48175 |  |  | 2030 | 30 | Asset Register:project_life_years | TRUE | FALSE
2059 | near_term_methane_gwp20 | summit_lake_pg_lng | Summit Lake PG LNG | proposed | export | 8.223 | 7.7413 | 0.48175 |  |  | 2030 | 30 | Asset Register:project_life_years | TRUE | FALSE
2035 | near_term_methane_gwp20 | fermeuse_energy_flng | Fermeuse Energy FLNG Terminal | proposed | export | 7.26 | 6.8347 | 0.42533 |  |  | 2030 | 40 | Parameters:lifecycle_years_default | TRUE | FALSE
2036 | near_term_methane_gwp20 | fermeuse_energy_flng | Fermeuse Energy FLNG Terminal | proposed | export | 12.705 | 11.9607 | 0.74433 |  |  | 2030 | 40 | Parameters:lifecycle_years_default | TRUE | FALSE
2037 | near_term_methane_gwp20 | fermeuse_energy_flng | Fermeuse Energy FLNG Terminal | proposed | export | 15.2279 | 14.3357 | 0.89214 |  |  | 2030 | 40 | Parameters:lifecycle_years_default | TRUE | FALSE
2038 | near_term_methane_gwp20 | fermeuse_energy_flng | Fermeuse Energy FLNG Terminal | proposed | export | 15.2279 | 14.3357 | 0.89214 |  |  | 2030 | 40 | Parameters:lifecycle_years_default | TRUE | FALSE
2039 | near_term_methane_gwp20 | fermeuse_energy_flng | Fermeuse Energy FLNG Terminal | proposed | export | 15.2279 | 14.3357 | 0.89214 |  |  | 2030 | 40 | Parameters:lifecycle_years_default | TRUE | FALSE
2040 | near_term_methane_gwp20 | fermeuse_energy_flng | Fermeuse Energy FLNG Terminal | proposed | export | 15.2279 | 14.3357 | 0.89214 |  |  | 2030 | 40 | Parameters:lifecycle_years_default | TRUE | FALSE
2041 | near_term_methane_gwp20 | fermeuse_energy_flng | Fermeuse Energy FLNG Terminal | proposed | export | 15.2279 | 14.3357 | 0.89214 |  |  | 2030 | 40 | Parameters:lifecycle_years_default | TRUE | FALSE
2042 | near_term_methane_gwp20 | fermeuse_energy_flng | Fermeuse Energy FLNG Terminal | proposed | export | 15.2279 | 14.3357 | 0.89214 |  |  | 2030 | 40 | Parameters:lifecycle_years_default | TRUE | FALSE
2043 | near_term_methane_gwp20 | fermeuse_energy_flng | Fermeuse Energy FLNG Terminal | proposed | export | 15.2279 | 14.3357 | 0.89214 |  |  | 2030 | 40 | Parameters:lifecycle_years_default | TRUE | FALSE
2044 | near_term_methane_gwp20 | fermeuse_energy_flng | Fermeuse Energy FLNG Terminal | proposed | export | 15.2279 | 14.3357 | 0.89214 |  |  | 2030 | 40 | Parameters:lifecycle_years_default | TRUE | FALSE
2045 | near_term_methane_gwp20 | fermeuse_energy_flng | Fermeuse Energy FLNG Terminal | proposed | export | 15.2279 | 14.3357 | 0.89214 |  |  | 2030 | 40 | Parameters:lifecycle_years_default | TRUE | FALSE
2046 | near_term_methane_gwp20 | fermeuse_energy_flng | Fermeuse Energy FLNG Terminal | proposed | export | 15.2279 | 14.3357 | 0.89214 |  |  | 2030 | 40 | Parameters:lifecycle_years_default | TRUE | FALSE
2047 | near_term_methane_gwp20 | fermeuse_energy_flng | Fermeuse Energy FLNG Terminal | proposed | export | 15.2279 | 14.3357 | 0.89214 |  |  | 2030 | 40 | Parameters:lifecycle_years_default | TRUE | FALSE
2048 | near_term_methane_gwp20 | fermeuse_energy_flng | Fermeuse Energy FLNG Terminal | proposed | export | 15.2279 | 14.3357 | 0.89214 |  |  | 2030 | 40 | Parameters:lifecycle_years_default | TRUE | FALSE
2049 | near_term_methane_gwp20 | fermeuse_energy_flng | Fermeuse Energy FLNG Terminal | proposed | export | 15.2279 | 14.3357 | 0.89214 |  |  | 2030 | 40 | Parameters:lifecycle_years_default | TRUE | FALSE
2050 | near_term_methane_gwp20 | fermeuse_energy_flng | Fermeuse Energy FLNG Terminal | proposed | export | 15.2279 | 14.3357 | 0.89214 |  |  | 2030 | 40 | Parameters:lifecycle_years_default | TRUE | FALSE
2051 | near_term_methane_gwp20 | fermeuse_energy_flng | Fermeuse Energy FLNG Terminal | proposed | export | 15.2279 | 14.3357 | 0.89214 |  |  | 2030 | 40 | Parameters:lifecycle_years_default | TRUE | FALSE
2052 | near_term_methane_gwp20 | fermeuse_energy_flng | Fermeuse Energy FLNG Terminal | proposed | export | 15.2279 | 14.3357 | 0.89214 |  |  | 2030 | 40 | Parameters:lifecycle_years_default | TRUE | FALSE
2053 | near_term_methane_gwp20 | fermeuse_energy_flng | Fermeuse Energy FLNG Terminal | proposed | export | 15.2279 | 14.3357 | 0.89214 |  |  | 2030 | 40 | Parameters:lifecycle_years_default | TRUE | FALSE
2054 | near_term_methane_gwp20 | fermeuse_energy_flng | Fermeuse Energy FLNG Terminal | proposed | export | 15.2279 | 14.3357 | 0.89214 |  |  | 2030 | 40 | Parameters:lifecycle_years_default | TRUE | FALSE
2055 | near_term_methane_gwp20 | fermeuse_energy_flng | Fermeuse Energy FLNG Terminal | proposed | export | 15.2279 | 14.3357 | 0.89214 |  |  | 2030 | 40 | Parameters:lifecycle_years_default | TRUE | FALSE
2056 | near_term_methane_gwp20 | fermeuse_energy_flng | Fermeuse Energy FLNG Terminal | proposed | export | 15.2279 | 14.3357 | 0.89214 |  |  | 2030 | 40 | Parameters:lifecycle_years_default | TRUE | FALSE
2057 | near_term_methane_gwp20 | fermeuse_energy_flng | Fermeuse Energy FLNG Terminal | proposed | export | 15.2279 | 14.3357 | 0.89214 |  |  | 2030 | 40 | Parameters:lifecycle_years_default | TRUE | FALSE
2058 | near_term_methane_gwp20 | fermeuse_energy_flng | Fermeuse Energy FLNG Terminal | proposed | export | 15.2279 | 14.3357 | 0.89214 |  |  | 2030 | 40 | Parameters:lifecycle_years_default | TRUE | FALSE
2059 | near_term_methane_gwp20 | fermeuse_energy_flng | Fermeuse Energy FLNG Terminal | proposed | export | 15.2279 | 14.3357 | 0.89214 |  |  | 2030 | 40 | Parameters:lifecycle_years_default | TRUE | FALSE
2060 | near_term_methane_gwp20 | fermeuse_energy_flng | Fermeuse Energy FLNG Terminal | proposed | export | 15.2279 | 14.3357 | 0.89214 |  |  | 2030 | 40 | Parameters:lifecycle_years_default | TRUE | FALSE
2061 | near_term_methane_gwp20 | fermeuse_energy_flng | Fermeuse Energy FLNG Terminal | proposed | export | 15.2279 | 14.3357 | 0.89214 |  |  | 2030 | 40 | Parameters:lifecycle_years_default | TRUE | FALSE
2062 | near_term_methane_gwp20 | fermeuse_energy_flng | Fermeuse Energy FLNG Terminal | proposed | export | 15.2279 | 14.3357 | 0.89214 |  |  | 2030 | 40 | Parameters:lifecycle_years_default | TRUE | FALSE
2063 | near_term_methane_gwp20 | fermeuse_energy_flng | Fermeuse Energy FLNG Terminal | proposed | export | 15.2279 | 14.3357 | 0.89214 |  |  | 2030 | 40 | Parameters:lifecycle_years_default | TRUE | FALSE
2064 | near_term_methane_gwp20 | fermeuse_energy_flng | Fermeuse Energy FLNG Terminal | proposed | export | 15.2279 | 14.3357 | 0.89214 |  |  | 2030 | 40 | Parameters:lifecycle_years_default | TRUE | FALSE
2065 | near_term_methane_gwp20 | fermeuse_energy_flng | Fermeuse Energy FLNG Terminal | proposed | export | 15.2279 | 14.3357 | 0.89214 |  |  | 2030 | 40 | Parameters:lifecycle_years_default | TRUE | FALSE
2066 | near_term_methane_gwp20 | fermeuse_energy_flng | Fermeuse Energy FLNG Terminal | proposed | export | 15.2279 | 14.3357 | 0.89214 |  |  | 2030 | 40 | Parameters:lifecycle_years_default | TRUE | FALSE
2067 | near_term_methane_gwp20 | fermeuse_energy_flng | Fermeuse Energy FLNG Terminal | proposed | export | 15.2279 | 14.3357 | 0.89214 |  |  | 2030 | 40 | Parameters:lifecycle_years_default | TRUE | FALSE
2068 | near_term_methane_gwp20 | fermeuse_energy_flng | Fermeuse Energy FLNG Terminal | proposed | export | 15.2279 | 14.3357 | 0.89214 |  |  | 2030 | 40 | Parameters:lifecycle_years_default | TRUE | FALSE
2069 | near_term_methane_gwp20 | fermeuse_energy_flng | Fermeuse Energy FLNG Terminal | proposed | export | 15.2279 | 14.3357 | 0.89214 |  |  | 2030 | 40 | Parameters:lifecycle_years_default | TRUE | FALSE
2035 | near_term_methane_gwp20 | discovery_t1t4 | Discovery LNG Terminal | proposed | export | 29.04 | 27.3387 | 1.7013 |  |  | 2030 | 40 | Parameters:lifecycle_years_default | TRUE | FALSE
2036 | near_term_methane_gwp20 | discovery_t1t4 | Discovery LNG Terminal | proposed | export | 50.82 | 47.8427 | 2.9773 |  |  | 2030 | 40 | Parameters:lifecycle_years_default | TRUE | FALSE
2037 | near_term_methane_gwp20 | discovery_t1t4 | Discovery LNG Terminal | proposed | export | 60.9114 | 57.3429 | 3.5685 |  |  | 2030 | 40 | Parameters:lifecycle_years_default | TRUE | FALSE
2038 | near_term_methane_gwp20 | discovery_t1t4 | Discovery LNG Terminal | proposed | export | 60.9114 | 57.3429 | 3.5685 |  |  | 2030 | 40 | Parameters:lifecycle_years_default | TRUE | FALSE
2039 | near_term_methane_gwp20 | discovery_t1t4 | Discovery LNG Terminal | proposed | export | 60.9114 | 57.3429 | 3.5685 |  |  | 2030 | 40 | Parameters:lifecycle_years_default | TRUE | FALSE
2040 | near_term_methane_gwp20 | discovery_t1t4 | Discovery LNG Terminal | proposed | export | 60.9114 | 57.3429 | 3.5685 |  |  | 2030 | 40 | Parameters:lifecycle_years_default | TRUE | FALSE
2041 | near_term_methane_gwp20 | discovery_t1t4 | Discovery LNG Terminal | proposed | export | 60.9114 | 57.3429 | 3.5685 |  |  | 2030 | 40 | Parameters:lifecycle_years_default | TRUE | FALSE
2042 | near_term_methane_gwp20 | discovery_t1t4 | Discovery LNG Terminal | proposed | export | 60.9114 | 57.3429 | 3.5685 |  |  | 2030 | 40 | Parameters:lifecycle_years_default | TRUE | FALSE
2043 | near_term_methane_gwp20 | discovery_t1t4 | Discovery LNG Terminal | proposed | export | 60.9114 | 57.3429 | 3.5685 |  |  | 2030 | 40 | Parameters:lifecycle_years_default | TRUE | FALSE
2044 | near_term_methane_gwp20 | discovery_t1t4 | Discovery LNG Terminal | proposed | export | 60.9114 | 57.3429 | 3.5685 |  |  | 2030 | 40 | Parameters:lifecycle_years_default | TRUE | FALSE
2045 | near_term_methane_gwp20 | discovery_t1t4 | Discovery LNG Terminal | proposed | export | 60.9114 | 57.3429 | 3.5685 |  |  | 2030 | 40 | Parameters:lifecycle_years_default | TRUE | FALSE
2046 | near_term_methane_gwp20 | discovery_t1t4 | Discovery LNG Terminal | proposed | export | 60.9114 | 57.3429 | 3.5685 |  |  | 2030 | 40 | Parameters:lifecycle_years_default | TRUE | FALSE
2047 | near_term_methane_gwp20 | discovery_t1t4 | Discovery LNG Terminal | proposed | export | 60.9114 | 57.3429 | 3.5685 |  |  | 2030 | 40 | Parameters:lifecycle_years_default | TRUE | FALSE
2048 | near_term_methane_gwp20 | discovery_t1t4 | Discovery LNG Terminal | proposed | export | 60.9114 | 57.3429 | 3.5685 |  |  | 2030 | 40 | Parameters:lifecycle_years_default | TRUE | FALSE
2049 | near_term_methane_gwp20 | discovery_t1t4 | Discovery LNG Terminal | proposed | export | 60.9114 | 57.3429 | 3.5685 |  |  | 2030 | 40 | Parameters:lifecycle_years_default | TRUE | FALSE
2050 | near_term_methane_gwp20 | discovery_t1t4 | Discovery LNG Terminal | proposed | export | 60.9114 | 57.3429 | 3.5685 |  |  | 2030 | 40 | Parameters:lifecycle_years_default | TRUE | FALSE
2051 | near_term_methane_gwp20 | discovery_t1t4 | Discovery LNG Terminal | proposed | export | 60.9114 | 57.3429 | 3.5685 |  |  | 2030 | 40 | Parameters:lifecycle_years_default | TRUE | FALSE
2052 | near_term_methane_gwp20 | discovery_t1t4 | Discovery LNG Terminal | proposed | export | 60.9114 | 57.3429 | 3.5685 |  |  | 2030 | 40 | Parameters:lifecycle_years_default | TRUE | FALSE
2053 | near_term_methane_gwp20 | discovery_t1t4 | Discovery LNG Terminal | proposed | export | 60.9114 | 57.3429 | 3.5685 |  |  | 2030 | 40 | Parameters:lifecycle_years_default | TRUE | FALSE
2054 | near_term_methane_gwp20 | discovery_t1t4 | Discovery LNG Terminal | proposed | export | 60.9114 | 57.3429 | 3.5685 |  |  | 2030 | 40 | Parameters:lifecycle_years_default | TRUE | FALSE
2055 | near_term_methane_gwp20 | discovery_t1t4 | Discovery LNG Terminal | proposed | export | 60.9114 | 57.3429 | 3.5685 |  |  | 2030 | 40 | Parameters:lifecycle_years_default | TRUE | FALSE
2056 | near_term_methane_gwp20 | discovery_t1t4 | Discovery LNG Terminal | proposed | export | 60.9114 | 57.3429 | 3.5685 |  |  | 2030 | 40 | Parameters:lifecycle_years_default | TRUE | FALSE
2057 | near_term_methane_gwp20 | discovery_t1t4 | Discovery LNG Terminal | proposed | export | 60.9114 | 57.3429 | 3.5685 |  |  | 2030 | 40 | Parameters:lifecycle_years_default | TRUE | FALSE
2058 | near_term_methane_gwp20 | discovery_t1t4 | Discovery LNG Terminal | proposed | export | 60.9114 | 57.3429 | 3.5685 |  |  | 2030 | 40 | Parameters:lifecycle_years_default | TRUE | FALSE
2059 | near_term_methane_gwp20 | discovery_t1t4 | Discovery LNG Terminal | proposed | export | 60.9114 | 57.3429 | 3.5685 |  |  | 2030 | 40 | Parameters:lifecycle_years_default | TRUE | FALSE
2060 | near_term_methane_gwp20 | discovery_t1t4 | Discovery LNG Terminal | proposed | export | 60.9114 | 57.3429 | 3.5685 |  |  | 2030 | 40 | Parameters:lifecycle_years_default | TRUE | FALSE
2061 | near_term_methane_gwp20 | discovery_t1t4 | Discovery LNG Terminal | proposed | export | 60.9114 | 57.3429 | 3.5685 |  |  | 2030 | 40 | Parameters:lifecycle_years_default | TRUE | FALSE
2062 | near_term_methane_gwp20 | discovery_t1t4 | Discovery LNG Terminal | proposed | export | 60.9114 | 57.3429 | 3.5685 |  |  | 2030 | 40 | Parameters:lifecycle_years_default | TRUE | FALSE
2063 | near_term_methane_gwp20 | discovery_t1t4 | Discovery LNG Terminal | proposed | export | 60.9114 | 57.3429 | 3.5685 |  |  | 2030 | 40 | Parameters:lifecycle_years_default | TRUE | FALSE
2064 | near_term_methane_gwp20 | discovery_t1t4 | Discovery LNG Terminal | proposed | export | 60.9114 | 57.3429 | 3.5685 |  |  | 2030 | 40 | Parameters:lifecycle_years_default | TRUE | FALSE
2065 | near_term_methane_gwp20 | discovery_t1t4 | Discovery LNG Terminal | proposed | export | 60.9114 | 57.3429 | 3.5685 |  |  | 2030 | 40 | Parameters:lifecycle_years_default | TRUE | FALSE
2066 | near_term_methane_gwp20 | discovery_t1t4 | Discovery LNG Terminal | proposed | export | 60.9114 | 57.3429 | 3.5685 |  |  | 2030 | 40 | Parameters:lifecycle_years_default | TRUE | FALSE
2067 | near_term_methane_gwp20 | discovery_t1t4 | Discovery LNG Terminal | proposed | export | 60.9114 | 57.3429 | 3.5685 |  |  | 2030 | 40 | Parameters:lifecycle_years_default | TRUE | FALSE
2068 | near_term_methane_gwp20 | discovery_t1t4 | Discovery LNG Terminal | proposed | export | 60.9114 | 57.3429 | 3.5685 |  |  | 2030 | 40 | Parameters:lifecycle_years_default | TRUE | FALSE
2069 | near_term_methane_gwp20 | discovery_t1t4 | Discovery LNG Terminal | proposed | export | 60.9114 | 57.3429 | 3.5685 |  |  | 2030 | 40 | Parameters:lifecycle_years_default | TRUE | FALSE
2035 | near_term_methane_gwp20 | kanata_lng | Kanata LNG | proposed | export | 17.424 | 16.4032 | 1.0208 |  |  | 2030 | 40 | Parameters:lifecycle_years_default | TRUE | FALSE
2036 | near_term_methane_gwp20 | kanata_lng | Kanata LNG | proposed | export | 30.492 | 28.7056 | 1.7864 |  |  | 2030 | 40 | Parameters:lifecycle_years_default | TRUE | FALSE
2037 | near_term_methane_gwp20 | kanata_lng | Kanata LNG | proposed | export | 36.5468 | 34.4057 | 2.1411 |  |  | 2030 | 40 | Parameters:lifecycle_years_default | TRUE | FALSE
2038 | near_term_methane_gwp20 | kanata_lng | Kanata LNG | proposed | export | 36.5468 | 34.4057 | 2.1411 |  |  | 2030 | 40 | Parameters:lifecycle_years_default | TRUE | FALSE
2039 | near_term_methane_gwp20 | kanata_lng | Kanata LNG | proposed | export | 36.5468 | 34.4057 | 2.1411 |  |  | 2030 | 40 | Parameters:lifecycle_years_default | TRUE | FALSE
2040 | near_term_methane_gwp20 | kanata_lng | Kanata LNG | proposed | export | 36.5468 | 34.4057 | 2.1411 |  |  | 2030 | 40 | Parameters:lifecycle_years_default | TRUE | FALSE
2041 | near_term_methane_gwp20 | kanata_lng | Kanata LNG | proposed | export | 36.5468 | 34.4057 | 2.1411 |  |  | 2030 | 40 | Parameters:lifecycle_years_default | TRUE | FALSE
2042 | near_term_methane_gwp20 | kanata_lng | Kanata LNG | proposed | export | 36.5468 | 34.4057 | 2.1411 |  |  | 2030 | 40 | Parameters:lifecycle_years_default | TRUE | FALSE
2043 | near_term_methane_gwp20 | kanata_lng | Kanata LNG | proposed | export | 36.5468 | 34.4057 | 2.1411 |  |  | 2030 | 40 | Parameters:lifecycle_years_default | TRUE | FALSE
2044 | near_term_methane_gwp20 | kanata_lng | Kanata LNG | proposed | export | 36.5468 | 34.4057 | 2.1411 |  |  | 2030 | 40 | Parameters:lifecycle_years_default | TRUE | FALSE
2045 | near_term_methane_gwp20 | kanata_lng | Kanata LNG | proposed | export | 36.5468 | 34.4057 | 2.1411 |  |  | 2030 | 40 | Parameters:lifecycle_years_default | TRUE | FALSE
2046 | near_term_methane_gwp20 | kanata_lng | Kanata LNG | proposed | export | 36.5468 | 34.4057 | 2.1411 |  |  | 2030 | 40 | Parameters:lifecycle_years_default | TRUE | FALSE
2047 | near_term_methane_gwp20 | kanata_lng | Kanata LNG | proposed | export | 36.5468 | 34.4057 | 2.1411 |  |  | 2030 | 40 | Parameters:lifecycle_years_default | TRUE | FALSE
2048 | near_term_methane_gwp20 | kanata_lng | Kanata LNG | proposed | export | 36.5468 | 34.4057 | 2.1411 |  |  | 2030 | 40 | Parameters:lifecycle_years_default | TRUE | FALSE
2049 | near_term_methane_gwp20 | kanata_lng | Kanata LNG | proposed | export | 36.5468 | 34.4057 | 2.1411 |  |  | 2030 | 40 | Parameters:lifecycle_years_default | TRUE | FALSE
2050 | near_term_methane_gwp20 | kanata_lng | Kanata LNG | proposed | export | 36.5468 | 34.4057 | 2.1411 |  |  | 2030 | 40 | Parameters:lifecycle_years_default | TRUE | FALSE
2051 | near_term_methane_gwp20 | kanata_lng | Kanata LNG | proposed | export | 36.5468 | 34.4057 | 2.1411 |  |  | 2030 | 40 | Parameters:lifecycle_years_default | TRUE | FALSE
2052 | near_term_methane_gwp20 | kanata_lng | Kanata LNG | proposed | export | 36.5468 | 34.4057 | 2.1411 |  |  | 2030 | 40 | Parameters:lifecycle_years_default | TRUE | FALSE
2053 | near_term_methane_gwp20 | kanata_lng | Kanata LNG | proposed | export | 36.5468 | 34.4057 | 2.1411 |  |  | 2030 | 40 | Parameters:lifecycle_years_default | TRUE | FALSE
2054 | near_term_methane_gwp20 | kanata_lng | Kanata LNG | proposed | export | 36.5468 | 34.4057 | 2.1411 |  |  | 2030 | 40 | Parameters:lifecycle_years_default | TRUE | FALSE
2055 | near_term_methane_gwp20 | kanata_lng | Kanata LNG | proposed | export | 36.5468 | 34.4057 | 2.1411 |  |  | 2030 | 40 | Parameters:lifecycle_years_default | TRUE | FALSE
2056 | near_term_methane_gwp20 | kanata_lng | Kanata LNG | proposed | export | 36.5468 | 34.4057 | 2.1411 |  |  | 2030 | 40 | Parameters:lifecycle_years_default | TRUE | FALSE
2057 | near_term_methane_gwp20 | kanata_lng | Kanata LNG | proposed | export | 36.5468 | 34.4057 | 2.1411 |  |  | 2030 | 40 | Parameters:lifecycle_years_default | TRUE | FALSE
2058 | near_term_methane_gwp20 | kanata_lng | Kanata LNG | proposed | export | 36.5468 | 34.4057 | 2.1411 |  |  | 2030 | 40 | Parameters:lifecycle_years_default | TRUE | FALSE
2059 | near_term_methane_gwp20 | kanata_lng | Kanata LNG | proposed | export | 36.5468 | 34.4057 | 2.1411 |  |  | 2030 | 40 | Parameters:lifecycle_years_default | TRUE | FALSE
2060 | near_term_methane_gwp20 | kanata_lng | Kanata LNG | proposed | export | 36.5468 | 34.4057 | 2.1411 |  |  | 2030 | 40 | Parameters:lifecycle_years_default | TRUE | FALSE
2061 | near_term_methane_gwp20 | kanata_lng | Kanata LNG | proposed | export | 36.5468 | 34.4057 | 2.1411 |  |  | 2030 | 40 | Parameters:lifecycle_years_default | TRUE | FALSE
2062 | near_term_methane_gwp20 | kanata_lng | Kanata LNG | proposed | export | 36.5468 | 34.4057 | 2.1411 |  |  | 2030 | 40 | Parameters:lifecycle_years_default | TRUE | FALSE
2063 | near_term_methane_gwp20 | kanata_lng | Kanata LNG | proposed | export | 36.5468 | 34.4057 | 2.1411 |  |  | 2030 | 40 | Parameters:lifecycle_years_default | TRUE | FALSE
2064 | near_term_methane_gwp20 | kanata_lng | Kanata LNG | proposed | export | 36.5468 | 34.4057 | 2.1411 |  |  | 2030 | 40 | Parameters:lifecycle_years_default | TRUE | FALSE
2065 | near_term_methane_gwp20 | kanata_lng | Kanata LNG | proposed | export | 36.5468 | 34.4057 | 2.1411 |  |  | 2030 | 40 | Parameters:lifecycle_years_default | TRUE | FALSE
2066 | near_term_methane_gwp20 | kanata_lng | Kanata LNG | proposed | export | 36.5468 | 34.4057 | 2.1411 |  |  | 2030 | 40 | Parameters:lifecycle_years_default | TRUE | FALSE
2067 | near_term_methane_gwp20 | kanata_lng | Kanata LNG | proposed | export | 36.5468 | 34.4057 | 2.1411 |  |  | 2030 | 40 | Parameters:lifecycle_years_default | TRUE | FALSE
2068 | near_term_methane_gwp20 | kanata_lng | Kanata LNG | proposed | export | 36.5468 | 34.4057 | 2.1411 |  |  | 2030 | 40 | Parameters:lifecycle_years_default | TRUE | FALSE
2069 | near_term_methane_gwp20 | kanata_lng | Kanata LNG | proposed | export | 36.5468 | 34.4057 | 2.1411 |  |  | 2030 | 40 | Parameters:lifecycle_years_default | TRUE | FALSE
2025 | howarth_high | lng_canada_phase_1 | LNG Canada Terminal | operating | export | 13.475 | 11.9607 | 1.5143 | 50.8166 | 29.8 | 2025 | 32 | Asset Register:authorised_export_end_year=2056 (hard stop; cuts 8y from Asset Register:authorised_export_term_years) | FALSE | FALSE
2026 | howarth_high | lng_canada_phase_1 | LNG Canada Terminal | operating | export | 32.34 | 28.7056 | 3.6344 | 121.9597 | 29.8 | 2025 | 32 | Asset Register:authorised_export_end_year=2056 (hard stop; cuts 8y from Asset Register:authorised_export_term_years) | FALSE | FALSE
2027 | howarth_high | lng_canada_phase_1 | LNG Canada Terminal | operating | export | 45.815 | 40.6663 | 5.1487 | 172.7763 | 29.8 | 2025 | 32 | Asset Register:authorised_export_end_year=2056 (hard stop; cuts 8y from Asset Register:authorised_export_term_years) | FALSE | FALSE
2028 | howarth_high | lng_canada_phase_1 | LNG Canada Terminal | operating | export | 45.815 | 40.6663 | 5.1487 | 172.7763 | 29.8 | 2025 | 32 | Asset Register:authorised_export_end_year=2056 (hard stop; cuts 8y from Asset Register:authorised_export_term_years) | FALSE | FALSE
2029 | howarth_high | lng_canada_phase_1 | LNG Canada Terminal | operating | export | 45.815 | 40.6663 | 5.1487 | 172.7763 | 29.8 | 2025 | 32 | Asset Register:authorised_export_end_year=2056 (hard stop; cuts 8y from Asset Register:authorised_export_term_years) | FALSE | FALSE
2030 | howarth_high | lng_canada_phase_1 | LNG Canada Terminal | operating | export | 45.815 | 40.6663 | 5.1487 | 172.7763 | 29.8 | 2025 | 32 | Asset Register:authorised_export_end_year=2056 (hard stop; cuts 8y from Asset Register:authorised_export_term_years) | FALSE | FALSE
2031 | howarth_high | lng_canada_phase_1 | LNG Canada Terminal | operating | export | 45.815 | 40.6663 | 5.1487 | 172.7763 | 29.8 | 2025 | 32 | Asset Register:authorised_export_end_year=2056 (hard stop; cuts 8y from Asset Register:authorised_export_term_years) | FALSE | FALSE
2032 | howarth_high | lng_canada_phase_1 | LNG Canada Terminal | operating | export | 45.815 | 40.6663 | 5.1487 | 172.7763 | 29.8 | 2025 | 32 | Asset Register:authorised_export_end_year=2056 (hard stop; cuts 8y from Asset Register:authorised_export_term_years) | FALSE | FALSE
2033 | howarth_high | lng_canada_phase_1 | LNG Canada Terminal | operating | export | 45.815 | 40.6663 | 5.1487 | 172.7763 | 29.8 | 2025 | 32 | Asset Register:authorised_export_end_year=2056 (hard stop; cuts 8y from Asset Register:authorised_export_term_years) | FALSE | FALSE
2034 | howarth_high | lng_canada_phase_1 | LNG Canada Terminal | operating | export | 45.815 | 40.6663 | 5.1487 | 172.7763 | 29.8 | 2025 | 32 | Asset Register:authorised_export_end_year=2056 (hard stop; cuts 8y from Asset Register:authorised_export_term_years) | FALSE | FALSE
2035 | howarth_high | lng_canada_phase_1 | LNG Canada Terminal | operating | export | 45.815 | 40.6663 | 5.1487 | 172.7763 | 29.8 | 2025 | 32 | Asset Register:authorised_export_end_year=2056 (hard stop; cuts 8y from Asset Register:authorised_export_term_years) | FALSE | FALSE
2036 | howarth_high | lng_canada_phase_1 | LNG Canada Terminal | operating | export | 45.815 | 40.6663 | 5.1487 | 172.7763 | 29.8 | 2025 | 32 | Asset Register:authorised_export_end_year=2056 (hard stop; cuts 8y from Asset Register:authorised_export_term_years) | FALSE | FALSE
2037 | howarth_high | lng_canada_phase_1 | LNG Canada Terminal | operating | export | 45.815 | 40.6663 | 5.1487 | 172.7763 | 29.8 | 2025 | 32 | Asset Register:authorised_export_end_year=2056 (hard stop; cuts 8y from Asset Register:authorised_export_term_years) | FALSE | FALSE
2038 | howarth_high | lng_canada_phase_1 | LNG Canada Terminal | operating | export | 45.815 | 40.6663 | 5.1487 | 172.7763 | 29.8 | 2025 | 32 | Asset Register:authorised_export_end_year=2056 (hard stop; cuts 8y from Asset Register:authorised_export_term_years) | FALSE | FALSE
2039 | howarth_high | lng_canada_phase_1 | LNG Canada Terminal | operating | export | 45.815 | 40.6663 | 5.1487 | 172.7763 | 29.8 | 2025 | 32 | Asset Register:authorised_export_end_year=2056 (hard stop; cuts 8y from Asset Register:authorised_export_term_years) | FALSE | FALSE
2040 | howarth_high | lng_canada_phase_1 | LNG Canada Terminal | operating | export | 45.815 | 40.6663 | 5.1487 | 172.7763 | 29.8 | 2025 | 32 | Asset Register:authorised_export_end_year=2056 (hard stop; cuts 8y from Asset Register:authorised_export_term_years) | FALSE | FALSE
2041 | howarth_high | lng_canada_phase_1 | LNG Canada Terminal | operating | export | 45.815 | 40.6663 | 5.1487 | 172.7763 | 29.8 | 2025 | 32 | Asset Register:authorised_export_end_year=2056 (hard stop; cuts 8y from Asset Register:authorised_export_term_years) | FALSE | FALSE
2042 | howarth_high | lng_canada_phase_1 | LNG Canada Terminal | operating | export | 45.815 | 40.6663 | 5.1487 | 172.7763 | 29.8 | 2025 | 32 | Asset Register:authorised_export_end_year=2056 (hard stop; cuts 8y from Asset Register:authorised_export_term_years) | FALSE | FALSE
2043 | howarth_high | lng_canada_phase_1 | LNG Canada Terminal | operating | export | 45.815 | 40.6663 | 5.1487 | 172.7763 | 29.8 | 2025 | 32 | Asset Register:authorised_export_end_year=2056 (hard stop; cuts 8y from Asset Register:authorised_export_term_years) | FALSE | FALSE
2044 | howarth_high | lng_canada_phase_1 | LNG Canada Terminal | operating | export | 45.815 | 40.6663 | 5.1487 | 172.7763 | 29.8 | 2025 | 32 | Asset Register:authorised_export_end_year=2056 (hard stop; cuts 8y from Asset Register:authorised_export_term_years) | FALSE | FALSE
2045 | howarth_high | lng_canada_phase_1 | LNG Canada Terminal | operating | export | 45.815 | 40.6663 | 5.1487 | 172.7763 | 29.8 | 2025 | 32 | Asset Register:authorised_export_end_year=2056 (hard stop; cuts 8y from Asset Register:authorised_export_term_years) | FALSE | FALSE
2046 | howarth_high | lng_canada_phase_1 | LNG Canada Terminal | operating | export | 45.815 | 40.6663 | 5.1487 | 172.7763 | 29.8 | 2025 | 32 | Asset Register:authorised_export_end_year=2056 (hard stop; cuts 8y from Asset Register:authorised_export_term_years) | FALSE | FALSE
2047 | howarth_high | lng_canada_phase_1 | LNG Canada Terminal | operating | export | 45.815 | 40.6663 | 5.1487 | 172.7763 | 29.8 | 2025 | 32 | Asset Register:authorised_export_end_year=2056 (hard stop; cuts 8y from Asset Register:authorised_export_term_years) | FALSE | FALSE
2048 | howarth_high | lng_canada_phase_1 | LNG Canada Terminal | operating | export | 45.815 | 40.6663 | 5.1487 | 172.7763 | 29.8 | 2025 | 32 | Asset Register:authorised_export_end_year=2056 (hard stop; cuts 8y from Asset Register:authorised_export_term_years) | FALSE | FALSE
2049 | howarth_high | lng_canada_phase_1 | LNG Canada Terminal | operating | export | 45.815 | 40.6663 | 5.1487 | 172.7763 | 29.8 | 2025 | 32 | Asset Register:authorised_export_end_year=2056 (hard stop; cuts 8y from Asset Register:authorised_export_term_years) | FALSE | FALSE
2050 | howarth_high | lng_canada_phase_1 | LNG Canada Terminal | operating | export | 45.815 | 40.6663 | 5.1487 | 172.7763 | 29.8 | 2025 | 32 | Asset Register:authorised_export_end_year=2056 (hard stop; cuts 8y from Asset Register:authorised_export_term_years) | FALSE | FALSE
2051 | howarth_high | lng_canada_phase_1 | LNG Canada Terminal | operating | export | 45.815 | 40.6663 | 5.1487 | 172.7763 | 29.8 | 2025 | 32 | Asset Register:authorised_export_end_year=2056 (hard stop; cuts 8y from Asset Register:authorised_export_term_years) | FALSE | FALSE
2052 | howarth_high | lng_canada_phase_1 | LNG Canada Terminal | operating | export | 45.815 | 40.6663 | 5.1487 | 172.7763 | 29.8 | 2025 | 32 | Asset Register:authorised_export_end_year=2056 (hard stop; cuts 8y from Asset Register:authorised_export_term_years) | FALSE | FALSE
2053 | howarth_high | lng_canada_phase_1 | LNG Canada Terminal | operating | export | 45.815 | 40.6663 | 5.1487 | 172.7763 | 29.8 | 2025 | 32 | Asset Register:authorised_export_end_year=2056 (hard stop; cuts 8y from Asset Register:authorised_export_term_years) | FALSE | FALSE
2054 | howarth_high | lng_canada_phase_1 | LNG Canada Terminal | operating | export | 45.815 | 40.6663 | 5.1487 | 172.7763 | 29.8 | 2025 | 32 | Asset Register:authorised_export_end_year=2056 (hard stop; cuts 8y from Asset Register:authorised_export_term_years) | FALSE | FALSE
2055 | howarth_high | lng_canada_phase_1 | LNG Canada Terminal | operating | export | 45.815 | 40.6663 | 5.1487 | 172.7763 | 29.8 | 2025 | 32 | Asset Register:authorised_export_end_year=2056 (hard stop; cuts 8y from Asset Register:authorised_export_term_years) | FALSE | FALSE
2056 | howarth_high | lng_canada_phase_1 | LNG Canada Terminal | operating | export | 45.815 | 40.6663 | 5.1487 | 172.7763 | 29.8 | 2025 | 32 | Asset Register:authorised_export_end_year=2056 (hard stop; cuts 8y from Asset Register:authorised_export_term_years) | FALSE | FALSE
2028 | howarth_high | cedar_lng | Cedar FLNG Terminal | under_construction | export | 5.082 | 4.5109 | 0.57112 | 19.1651 | 29.8 | 2028 | 39 | Asset Register:authorised_export_end_year=2066 (hard stop; cuts 1y from Asset Register:authorised_export_term_years) | FALSE | FALSE
2029 | howarth_high | cedar_lng | Cedar FLNG Terminal | under_construction | export | 8.8935 | 7.894 | 0.99946 | 33.5389 | 29.8 | 2028 | 39 | Asset Register:authorised_export_end_year=2066 (hard stop; cuts 1y from Asset Register:authorised_export_term_years) | FALSE | FALSE
2030 | howarth_high | cedar_lng | Cedar FLNG Terminal | under_construction | export | 10.6595 | 9.4616 | 1.1979 | 40.1988 | 29.8 | 2028 | 39 | Asset Register:authorised_export_end_year=2066 (hard stop; cuts 1y from Asset Register:authorised_export_term_years) | FALSE | FALSE
2031 | howarth_high | cedar_lng | Cedar FLNG Terminal | under_construction | export | 10.6595 | 9.4616 | 1.1979 | 40.1988 | 29.8 | 2028 | 39 | Asset Register:authorised_export_end_year=2066 (hard stop; cuts 1y from Asset Register:authorised_export_term_years) | FALSE | FALSE
2032 | howarth_high | cedar_lng | Cedar FLNG Terminal | under_construction | export | 10.6595 | 9.4616 | 1.1979 | 40.1988 | 29.8 | 2028 | 39 | Asset Register:authorised_export_end_year=2066 (hard stop; cuts 1y from Asset Register:authorised_export_term_years) | FALSE | FALSE
2033 | howarth_high | cedar_lng | Cedar FLNG Terminal | under_construction | export | 10.6595 | 9.4616 | 1.1979 | 40.1988 | 29.8 | 2028 | 39 | Asset Register:authorised_export_end_year=2066 (hard stop; cuts 1y from Asset Register:authorised_export_term_years) | FALSE | FALSE
2034 | howarth_high | cedar_lng | Cedar FLNG Terminal | under_construction | export | 10.6595 | 9.4616 | 1.1979 | 40.1988 | 29.8 | 2028 | 39 | Asset Register:authorised_export_end_year=2066 (hard stop; cuts 1y from Asset Register:authorised_export_term_years) | FALSE | FALSE
2035 | howarth_high | cedar_lng | Cedar FLNG Terminal | under_construction | export | 10.6595 | 9.4616 | 1.1979 | 40.1988 | 29.8 | 2028 | 39 | Asset Register:authorised_export_end_year=2066 (hard stop; cuts 1y from Asset Register:authorised_export_term_years) | FALSE | FALSE
2036 | howarth_high | cedar_lng | Cedar FLNG Terminal | under_construction | export | 10.6595 | 9.4616 | 1.1979 | 40.1988 | 29.8 | 2028 | 39 | Asset Register:authorised_export_end_year=2066 (hard stop; cuts 1y from Asset Register:authorised_export_term_years) | FALSE | FALSE
2037 | howarth_high | cedar_lng | Cedar FLNG Terminal | under_construction | export | 10.6595 | 9.4616 | 1.1979 | 40.1988 | 29.8 | 2028 | 39 | Asset Register:authorised_export_end_year=2066 (hard stop; cuts 1y from Asset Register:authorised_export_term_years) | FALSE | FALSE
2038 | howarth_high | cedar_lng | Cedar FLNG Terminal | under_construction | export | 10.6595 | 9.4616 | 1.1979 | 40.1988 | 29.8 | 2028 | 39 | Asset Register:authorised_export_end_year=2066 (hard stop; cuts 1y from Asset Register:authorised_export_term_years) | FALSE | FALSE
2039 | howarth_high | cedar_lng | Cedar FLNG Terminal | under_construction | export | 10.6595 | 9.4616 | 1.1979 | 40.1988 | 29.8 | 2028 | 39 | Asset Register:authorised_export_end_year=2066 (hard stop; cuts 1y from Asset Register:authorised_export_term_years) | FALSE | FALSE
2040 | howarth_high | cedar_lng | Cedar FLNG Terminal | under_construction | export | 10.6595 | 9.4616 | 1.1979 | 40.1988 | 29.8 | 2028 | 39 | Asset Register:authorised_export_end_year=2066 (hard stop; cuts 1y from Asset Register:authorised_export_term_years) | FALSE | FALSE
2041 | howarth_high | cedar_lng | Cedar FLNG Terminal | under_construction | export | 10.6595 | 9.4616 | 1.1979 | 40.1988 | 29.8 | 2028 | 39 | Asset Register:authorised_export_end_year=2066 (hard stop; cuts 1y from Asset Register:authorised_export_term_years) | FALSE | FALSE
2042 | howarth_high | cedar_lng | Cedar FLNG Terminal | under_construction | export | 10.6595 | 9.4616 | 1.1979 | 40.1988 | 29.8 | 2028 | 39 | Asset Register:authorised_export_end_year=2066 (hard stop; cuts 1y from Asset Register:authorised_export_term_years) | FALSE | FALSE
2043 | howarth_high | cedar_lng | Cedar FLNG Terminal | under_construction | export | 10.6595 | 9.4616 | 1.1979 | 40.1988 | 29.8 | 2028 | 39 | Asset Register:authorised_export_end_year=2066 (hard stop; cuts 1y from Asset Register:authorised_export_term_years) | FALSE | FALSE
2044 | howarth_high | cedar_lng | Cedar FLNG Terminal | under_construction | export | 10.6595 | 9.4616 | 1.1979 | 40.1988 | 29.8 | 2028 | 39 | Asset Register:authorised_export_end_year=2066 (hard stop; cuts 1y from Asset Register:authorised_export_term_years) | FALSE | FALSE
2045 | howarth_high | cedar_lng | Cedar FLNG Terminal | under_construction | export | 10.6595 | 9.4616 | 1.1979 | 40.1988 | 29.8 | 2028 | 39 | Asset Register:authorised_export_end_year=2066 (hard stop; cuts 1y from Asset Register:authorised_export_term_years) | FALSE | FALSE
2046 | howarth_high | cedar_lng | Cedar FLNG Terminal | under_construction | export | 10.6595 | 9.4616 | 1.1979 | 40.1988 | 29.8 | 2028 | 39 | Asset Register:authorised_export_end_year=2066 (hard stop; cuts 1y from Asset Register:authorised_export_term_years) | FALSE | FALSE
2047 | howarth_high | cedar_lng | Cedar FLNG Terminal | under_construction | export | 10.6595 | 9.4616 | 1.1979 | 40.1988 | 29.8 | 2028 | 39 | Asset Register:authorised_export_end_year=2066 (hard stop; cuts 1y from Asset Register:authorised_export_term_years) | FALSE | FALSE
2048 | howarth_high | cedar_lng | Cedar FLNG Terminal | under_construction | export | 10.6595 | 9.4616 | 1.1979 | 40.1988 | 29.8 | 2028 | 39 | Asset Register:authorised_export_end_year=2066 (hard stop; cuts 1y from Asset Register:authorised_export_term_years) | FALSE | FALSE
2049 | howarth_high | cedar_lng | Cedar FLNG Terminal | under_construction | export | 10.6595 | 9.4616 | 1.1979 | 40.1988 | 29.8 | 2028 | 39 | Asset Register:authorised_export_end_year=2066 (hard stop; cuts 1y from Asset Register:authorised_export_term_years) | FALSE | FALSE
2050 | howarth_high | cedar_lng | Cedar FLNG Terminal | under_construction | export | 10.6595 | 9.4616 | 1.1979 | 40.1988 | 29.8 | 2028 | 39 | Asset Register:authorised_export_end_year=2066 (hard stop; cuts 1y from Asset Register:authorised_export_term_years) | FALSE | FALSE
2051 | howarth_high | cedar_lng | Cedar FLNG Terminal | under_construction | export | 10.6595 | 9.4616 | 1.1979 | 40.1988 | 29.8 | 2028 | 39 | Asset Register:authorised_export_end_year=2066 (hard stop; cuts 1y from Asset Register:authorised_export_term_years) | FALSE | FALSE
2052 | howarth_high | cedar_lng | Cedar FLNG Terminal | under_construction | export | 10.6595 | 9.4616 | 1.1979 | 40.1988 | 29.8 | 2028 | 39 | Asset Register:authorised_export_end_year=2066 (hard stop; cuts 1y from Asset Register:authorised_export_term_years) | FALSE | FALSE
2053 | howarth_high | cedar_lng | Cedar FLNG Terminal | under_construction | export | 10.6595 | 9.4616 | 1.1979 | 40.1988 | 29.8 | 2028 | 39 | Asset Register:authorised_export_end_year=2066 (hard stop; cuts 1y from Asset Register:authorised_export_term_years) | FALSE | FALSE
2054 | howarth_high | cedar_lng | Cedar FLNG Terminal | under_construction | export | 10.6595 | 9.4616 | 1.1979 | 40.1988 | 29.8 | 2028 | 39 | Asset Register:authorised_export_end_year=2066 (hard stop; cuts 1y from Asset Register:authorised_export_term_years) | FALSE | FALSE
2055 | howarth_high | cedar_lng | Cedar FLNG Terminal | under_construction | export | 10.6595 | 9.4616 | 1.1979 | 40.1988 | 29.8 | 2028 | 39 | Asset Register:authorised_export_end_year=2066 (hard stop; cuts 1y from Asset Register:authorised_export_term_years) | FALSE | FALSE
2056 | howarth_high | cedar_lng | Cedar FLNG Terminal | under_construction | export | 10.6595 | 9.4616 | 1.1979 | 40.1988 | 29.8 | 2028 | 39 | Asset Register:authorised_export_end_year=2066 (hard stop; cuts 1y from Asset Register:authorised_export_term_years) | FALSE | FALSE
2057 | howarth_high | cedar_lng | Cedar FLNG Terminal | under_construction | export | 10.6595 | 9.4616 | 1.1979 | 40.1988 | 29.8 | 2028 | 39 | Asset Register:authorised_export_end_year=2066 (hard stop; cuts 1y from Asset Register:authorised_export_term_years) | FALSE | FALSE
2058 | howarth_high | cedar_lng | Cedar FLNG Terminal | under_construction | export | 10.6595 | 9.4616 | 1.1979 | 40.1988 | 29.8 | 2028 | 39 | Asset Register:authorised_export_end_year=2066 (hard stop; cuts 1y from Asset Register:authorised_export_term_years) | FALSE | FALSE
2059 | howarth_high | cedar_lng | Cedar FLNG Terminal | under_construction | export | 10.6595 | 9.4616 | 1.1979 | 40.1988 | 29.8 | 2028 | 39 | Asset Register:authorised_export_end_year=2066 (hard stop; cuts 1y from Asset Register:authorised_export_term_years) | FALSE | FALSE
2060 | howarth_high | cedar_lng | Cedar FLNG Terminal | under_construction | export | 10.6595 | 9.4616 | 1.1979 | 40.1988 | 29.8 | 2028 | 39 | Asset Register:authorised_export_end_year=2066 (hard stop; cuts 1y from Asset Register:authorised_export_term_years) | FALSE | FALSE
2061 | howarth_high | cedar_lng | Cedar FLNG Terminal | under_construction | export | 10.6595 | 9.4616 | 1.1979 | 40.1988 | 29.8 | 2028 | 39 | Asset Register:authorised_export_end_year=2066 (hard stop; cuts 1y from Asset Register:authorised_export_term_years) | FALSE | FALSE
2062 | howarth_high | cedar_lng | Cedar FLNG Terminal | under_construction | export | 10.6595 | 9.4616 | 1.1979 | 40.1988 | 29.8 | 2028 | 39 | Asset Register:authorised_export_end_year=2066 (hard stop; cuts 1y from Asset Register:authorised_export_term_years) | FALSE | FALSE
2063 | howarth_high | cedar_lng | Cedar FLNG Terminal | under_construction | export | 10.6595 | 9.4616 | 1.1979 | 40.1988 | 29.8 | 2028 | 39 | Asset Register:authorised_export_end_year=2066 (hard stop; cuts 1y from Asset Register:authorised_export_term_years) | FALSE | FALSE
2064 | howarth_high | cedar_lng | Cedar FLNG Terminal | under_construction | export | 10.6595 | 9.4616 | 1.1979 | 40.1988 | 29.8 | 2028 | 39 | Asset Register:authorised_export_end_year=2066 (hard stop; cuts 1y from Asset Register:authorised_export_term_years) | FALSE | FALSE
2065 | howarth_high | cedar_lng | Cedar FLNG Terminal | under_construction | export | 10.6595 | 9.4616 | 1.1979 | 40.1988 | 29.8 | 2028 | 39 | Asset Register:authorised_export_end_year=2066 (hard stop; cuts 1y from Asset Register:authorised_export_term_years) | FALSE | FALSE
2066 | howarth_high | cedar_lng | Cedar FLNG Terminal | under_construction | export | 10.6595 | 9.4616 | 1.1979 | 40.1988 | 29.8 | 2028 | 39 | Asset Register:authorised_export_end_year=2066 (hard stop; cuts 1y from Asset Register:authorised_export_term_years) | FALSE | FALSE
2028 | howarth_high | woodfibre_lng | Woodfibre LNG Terminal | under_construction | export | 3.234 | 2.8706 | 0.36344 | 12.196 | 29.8 | 2028 | 30 | Asset Register:authorised_export_end_year=2057 (hard stop; cuts 10y from Asset Register:authorised_export_term_years) | FALSE | FALSE
2029 | howarth_high | woodfibre_lng | Woodfibre LNG Terminal | under_construction | export | 5.6595 | 5.0235 | 0.63602 | 21.343 | 29.8 | 2028 | 30 | Asset Register:authorised_export_end_year=2057 (hard stop; cuts 10y from Asset Register:authorised_export_term_years) | FALSE | FALSE
2030 | howarth_high | woodfibre_lng | Woodfibre LNG Terminal | under_construction | export | 6.7833 | 6.021 | 0.76232 | 25.5811 | 29.8 | 2028 | 30 | Asset Register:authorised_export_end_year=2057 (hard stop; cuts 10y from Asset Register:authorised_export_term_years) | FALSE | FALSE
2031 | howarth_high | woodfibre_lng | Woodfibre LNG Terminal | under_construction | export | 6.7833 | 6.021 | 0.76232 | 25.5811 | 29.8 | 2028 | 30 | Asset Register:authorised_export_end_year=2057 (hard stop; cuts 10y from Asset Register:authorised_export_term_years) | FALSE | FALSE
2032 | howarth_high | woodfibre_lng | Woodfibre LNG Terminal | under_construction | export | 6.7833 | 6.021 | 0.76232 | 25.5811 | 29.8 | 2028 | 30 | Asset Register:authorised_export_end_year=2057 (hard stop; cuts 10y from Asset Register:authorised_export_term_years) | FALSE | FALSE
2033 | howarth_high | woodfibre_lng | Woodfibre LNG Terminal | under_construction | export | 6.7833 | 6.021 | 0.76232 | 25.5811 | 29.8 | 2028 | 30 | Asset Register:authorised_export_end_year=2057 (hard stop; cuts 10y from Asset Register:authorised_export_term_years) | FALSE | FALSE
2034 | howarth_high | woodfibre_lng | Woodfibre LNG Terminal | under_construction | export | 6.7833 | 6.021 | 0.76232 | 25.5811 | 29.8 | 2028 | 30 | Asset Register:authorised_export_end_year=2057 (hard stop; cuts 10y from Asset Register:authorised_export_term_years) | FALSE | FALSE
2035 | howarth_high | woodfibre_lng | Woodfibre LNG Terminal | under_construction | export | 6.7833 | 6.021 | 0.76232 | 25.5811 | 29.8 | 2028 | 30 | Asset Register:authorised_export_end_year=2057 (hard stop; cuts 10y from Asset Register:authorised_export_term_years) | FALSE | FALSE
2036 | howarth_high | woodfibre_lng | Woodfibre LNG Terminal | under_construction | export | 6.7833 | 6.021 | 0.76232 | 25.5811 | 29.8 | 2028 | 30 | Asset Register:authorised_export_end_year=2057 (hard stop; cuts 10y from Asset Register:authorised_export_term_years) | FALSE | FALSE
2037 | howarth_high | woodfibre_lng | Woodfibre LNG Terminal | under_construction | export | 6.7833 | 6.021 | 0.76232 | 25.5811 | 29.8 | 2028 | 30 | Asset Register:authorised_export_end_year=2057 (hard stop; cuts 10y from Asset Register:authorised_export_term_years) | FALSE | FALSE
2038 | howarth_high | woodfibre_lng | Woodfibre LNG Terminal | under_construction | export | 6.7833 | 6.021 | 0.76232 | 25.5811 | 29.8 | 2028 | 30 | Asset Register:authorised_export_end_year=2057 (hard stop; cuts 10y from Asset Register:authorised_export_term_years) | FALSE | FALSE
2039 | howarth_high | woodfibre_lng | Woodfibre LNG Terminal | under_construction | export | 6.7833 | 6.021 | 0.76232 | 25.5811 | 29.8 | 2028 | 30 | Asset Register:authorised_export_end_year=2057 (hard stop; cuts 10y from Asset Register:authorised_export_term_years) | FALSE | FALSE
2040 | howarth_high | woodfibre_lng | Woodfibre LNG Terminal | under_construction | export | 6.7833 | 6.021 | 0.76232 | 25.5811 | 29.8 | 2028 | 30 | Asset Register:authorised_export_end_year=2057 (hard stop; cuts 10y from Asset Register:authorised_export_term_years) | FALSE | FALSE
2041 | howarth_high | woodfibre_lng | Woodfibre LNG Terminal | under_construction | export | 6.7833 | 6.021 | 0.76232 | 25.5811 | 29.8 | 2028 | 30 | Asset Register:authorised_export_end_year=2057 (hard stop; cuts 10y from Asset Register:authorised_export_term_years) | FALSE | FALSE
2042 | howarth_high | woodfibre_lng | Woodfibre LNG Terminal | under_construction | export | 6.7833 | 6.021 | 0.76232 | 25.5811 | 29.8 | 2028 | 30 | Asset Register:authorised_export_end_year=2057 (hard stop; cuts 10y from Asset Register:authorised_export_term_years) | FALSE | FALSE
2043 | howarth_high | woodfibre_lng | Woodfibre LNG Terminal | under_construction | export | 6.7833 | 6.021 | 0.76232 | 25.5811 | 29.8 | 2028 | 30 | Asset Register:authorised_export_end_year=2057 (hard stop; cuts 10y from Asset Register:authorised_export_term_years) | FALSE | FALSE
2044 | howarth_high | woodfibre_lng | Woodfibre LNG Terminal | under_construction | export | 6.7833 | 6.021 | 0.76232 | 25.5811 | 29.8 | 2028 | 30 | Asset Register:authorised_export_end_year=2057 (hard stop; cuts 10y from Asset Register:authorised_export_term_years) | FALSE | FALSE
2045 | howarth_high | woodfibre_lng | Woodfibre LNG Terminal | under_construction | export | 6.7833 | 6.021 | 0.76232 | 25.5811 | 29.8 | 2028 | 30 | Asset Register:authorised_export_end_year=2057 (hard stop; cuts 10y from Asset Register:authorised_export_term_years) | FALSE | FALSE
2046 | howarth_high | woodfibre_lng | Woodfibre LNG Terminal | under_construction | export | 6.7833 | 6.021 | 0.76232 | 25.5811 | 29.8 | 2028 | 30 | Asset Register:authorised_export_end_year=2057 (hard stop; cuts 10y from Asset Register:authorised_export_term_years) | FALSE | FALSE
2047 | howarth_high | woodfibre_lng | Woodfibre LNG Terminal | under_construction | export | 6.7833 | 6.021 | 0.76232 | 25.5811 | 29.8 | 2028 | 30 | Asset Register:authorised_export_end_year=2057 (hard stop; cuts 10y from Asset Register:authorised_export_term_years) | FALSE | FALSE
2048 | howarth_high | woodfibre_lng | Woodfibre LNG Terminal | under_construction | export | 6.7833 | 6.021 | 0.76232 | 25.5811 | 29.8 | 2028 | 30 | Asset Register:authorised_export_end_year=2057 (hard stop; cuts 10y from Asset Register:authorised_export_term_years) | FALSE | FALSE
2049 | howarth_high | woodfibre_lng | Woodfibre LNG Terminal | under_construction | export | 6.7833 | 6.021 | 0.76232 | 25.5811 | 29.8 | 2028 | 30 | Asset Register:authorised_export_end_year=2057 (hard stop; cuts 10y from Asset Register:authorised_export_term_years) | FALSE | FALSE
2050 | howarth_high | woodfibre_lng | Woodfibre LNG Terminal | under_construction | export | 6.7833 | 6.021 | 0.76232 | 25.5811 | 29.8 | 2028 | 30 | Asset Register:authorised_export_end_year=2057 (hard stop; cuts 10y from Asset Register:authorised_export_term_years) | FALSE | FALSE
2051 | howarth_high | woodfibre_lng | Woodfibre LNG Terminal | under_construction | export | 6.7833 | 6.021 | 0.76232 | 25.5811 | 29.8 | 2028 | 30 | Asset Register:authorised_export_end_year=2057 (hard stop; cuts 10y from Asset Register:authorised_export_term_years) | FALSE | FALSE
2052 | howarth_high | woodfibre_lng | Woodfibre LNG Terminal | under_construction | export | 6.7833 | 6.021 | 0.76232 | 25.5811 | 29.8 | 2028 | 30 | Asset Register:authorised_export_end_year=2057 (hard stop; cuts 10y from Asset Register:authorised_export_term_years) | FALSE | FALSE
2053 | howarth_high | woodfibre_lng | Woodfibre LNG Terminal | under_construction | export | 6.7833 | 6.021 | 0.76232 | 25.5811 | 29.8 | 2028 | 30 | Asset Register:authorised_export_end_year=2057 (hard stop; cuts 10y from Asset Register:authorised_export_term_years) | FALSE | FALSE
2054 | howarth_high | woodfibre_lng | Woodfibre LNG Terminal | under_construction | export | 6.7833 | 6.021 | 0.76232 | 25.5811 | 29.8 | 2028 | 30 | Asset Register:authorised_export_end_year=2057 (hard stop; cuts 10y from Asset Register:authorised_export_term_years) | FALSE | FALSE
2055 | howarth_high | woodfibre_lng | Woodfibre LNG Terminal | under_construction | export | 6.7833 | 6.021 | 0.76232 | 25.5811 | 29.8 | 2028 | 30 | Asset Register:authorised_export_end_year=2057 (hard stop; cuts 10y from Asset Register:authorised_export_term_years) | FALSE | FALSE
2056 | howarth_high | woodfibre_lng | Woodfibre LNG Terminal | under_construction | export | 6.7833 | 6.021 | 0.76232 | 25.5811 | 29.8 | 2028 | 30 | Asset Register:authorised_export_end_year=2057 (hard stop; cuts 10y from Asset Register:authorised_export_term_years) | FALSE | FALSE
2057 | howarth_high | woodfibre_lng | Woodfibre LNG Terminal | under_construction | export | 6.7833 | 6.021 | 0.76232 | 25.5811 | 29.8 | 2028 | 30 | Asset Register:authorised_export_end_year=2057 (hard stop; cuts 10y from Asset Register:authorised_export_term_years) | FALSE | FALSE
2035 | howarth_high | lng_canada_phase_2 | LNG Canada Terminal | proposed | export | 21.56 | 19.1371 | 2.4229 | 81.3065 | 29.8 | 2030 | 27 | Asset Register:authorised_export_end_year=2056 (hard stop; cuts 13y from Asset Register:authorised_export_term_years) | FALSE | FALSE
2036 | howarth_high | lng_canada_phase_2 | LNG Canada Terminal | proposed | export | 37.73 | 33.4899 | 4.2401 | 142.2864 | 29.8 | 2030 | 27 | Asset Register:authorised_export_end_year=2056 (hard stop; cuts 13y from Asset Register:authorised_export_term_years) | FALSE | FALSE
2037 | howarth_high | lng_canada_phase_2 | LNG Canada Terminal | proposed | export | 45.2221 | 40.14 | 5.0821 | 170.5404 | 29.8 | 2030 | 27 | Asset Register:authorised_export_end_year=2056 (hard stop; cuts 13y from Asset Register:authorised_export_term_years) | FALSE | FALSE
2038 | howarth_high | lng_canada_phase_2 | LNG Canada Terminal | proposed | export | 45.2221 | 40.14 | 5.0821 | 170.5404 | 29.8 | 2030 | 27 | Asset Register:authorised_export_end_year=2056 (hard stop; cuts 13y from Asset Register:authorised_export_term_years) | FALSE | FALSE
2039 | howarth_high | lng_canada_phase_2 | LNG Canada Terminal | proposed | export | 45.2221 | 40.14 | 5.0821 | 170.5404 | 29.8 | 2030 | 27 | Asset Register:authorised_export_end_year=2056 (hard stop; cuts 13y from Asset Register:authorised_export_term_years) | FALSE | FALSE
2040 | howarth_high | lng_canada_phase_2 | LNG Canada Terminal | proposed | export | 45.2221 | 40.14 | 5.0821 | 170.5404 | 29.8 | 2030 | 27 | Asset Register:authorised_export_end_year=2056 (hard stop; cuts 13y from Asset Register:authorised_export_term_years) | FALSE | FALSE
2041 | howarth_high | lng_canada_phase_2 | LNG Canada Terminal | proposed | export | 45.2221 | 40.14 | 5.0821 | 170.5404 | 29.8 | 2030 | 27 | Asset Register:authorised_export_end_year=2056 (hard stop; cuts 13y from Asset Register:authorised_export_term_years) | FALSE | FALSE
2042 | howarth_high | lng_canada_phase_2 | LNG Canada Terminal | proposed | export | 45.2221 | 40.14 | 5.0821 | 170.5404 | 29.8 | 2030 | 27 | Asset Register:authorised_export_end_year=2056 (hard stop; cuts 13y from Asset Register:authorised_export_term_years) | FALSE | FALSE
2043 | howarth_high | lng_canada_phase_2 | LNG Canada Terminal | proposed | export | 45.2221 | 40.14 | 5.0821 | 170.5404 | 29.8 | 2030 | 27 | Asset Register:authorised_export_end_year=2056 (hard stop; cuts 13y from Asset Register:authorised_export_term_years) | FALSE | FALSE
2044 | howarth_high | lng_canada_phase_2 | LNG Canada Terminal | proposed | export | 45.2221 | 40.14 | 5.0821 | 170.5404 | 29.8 | 2030 | 27 | Asset Register:authorised_export_end_year=2056 (hard stop; cuts 13y from Asset Register:authorised_export_term_years) | FALSE | FALSE
2045 | howarth_high | lng_canada_phase_2 | LNG Canada Terminal | proposed | export | 45.2221 | 40.14 | 5.0821 | 170.5404 | 29.8 | 2030 | 27 | Asset Register:authorised_export_end_year=2056 (hard stop; cuts 13y from Asset Register:authorised_export_term_years) | FALSE | FALSE
2046 | howarth_high | lng_canada_phase_2 | LNG Canada Terminal | proposed | export | 45.2221 | 40.14 | 5.0821 | 170.5404 | 29.8 | 2030 | 27 | Asset Register:authorised_export_end_year=2056 (hard stop; cuts 13y from Asset Register:authorised_export_term_years) | FALSE | FALSE
2047 | howarth_high | lng_canada_phase_2 | LNG Canada Terminal | proposed | export | 45.2221 | 40.14 | 5.0821 | 170.5404 | 29.8 | 2030 | 27 | Asset Register:authorised_export_end_year=2056 (hard stop; cuts 13y from Asset Register:authorised_export_term_years) | FALSE | FALSE
2048 | howarth_high | lng_canada_phase_2 | LNG Canada Terminal | proposed | export | 45.2221 | 40.14 | 5.0821 | 170.5404 | 29.8 | 2030 | 27 | Asset Register:authorised_export_end_year=2056 (hard stop; cuts 13y from Asset Register:authorised_export_term_years) | FALSE | FALSE
2049 | howarth_high | lng_canada_phase_2 | LNG Canada Terminal | proposed | export | 45.2221 | 40.14 | 5.0821 | 170.5404 | 29.8 | 2030 | 27 | Asset Register:authorised_export_end_year=2056 (hard stop; cuts 13y from Asset Register:authorised_export_term_years) | FALSE | FALSE
2050 | howarth_high | lng_canada_phase_2 | LNG Canada Terminal | proposed | export | 45.2221 | 40.14 | 5.0821 | 170.5404 | 29.8 | 2030 | 27 | Asset Register:authorised_export_end_year=2056 (hard stop; cuts 13y from Asset Register:authorised_export_term_years) | FALSE | FALSE
2051 | howarth_high | lng_canada_phase_2 | LNG Canada Terminal | proposed | export | 45.2221 | 40.14 | 5.0821 | 170.5404 | 29.8 | 2030 | 27 | Asset Register:authorised_export_end_year=2056 (hard stop; cuts 13y from Asset Register:authorised_export_term_years) | FALSE | FALSE
2052 | howarth_high | lng_canada_phase_2 | LNG Canada Terminal | proposed | export | 45.2221 | 40.14 | 5.0821 | 170.5404 | 29.8 | 2030 | 27 | Asset Register:authorised_export_end_year=2056 (hard stop; cuts 13y from Asset Register:authorised_export_term_years) | FALSE | FALSE
2053 | howarth_high | lng_canada_phase_2 | LNG Canada Terminal | proposed | export | 45.2221 | 40.14 | 5.0821 | 170.5404 | 29.8 | 2030 | 27 | Asset Register:authorised_export_end_year=2056 (hard stop; cuts 13y from Asset Register:authorised_export_term_years) | FALSE | FALSE
2054 | howarth_high | lng_canada_phase_2 | LNG Canada Terminal | proposed | export | 45.2221 | 40.14 | 5.0821 | 170.5404 | 29.8 | 2030 | 27 | Asset Register:authorised_export_end_year=2056 (hard stop; cuts 13y from Asset Register:authorised_export_term_years) | FALSE | FALSE
2055 | howarth_high | lng_canada_phase_2 | LNG Canada Terminal | proposed | export | 45.2221 | 40.14 | 5.0821 | 170.5404 | 29.8 | 2030 | 27 | Asset Register:authorised_export_end_year=2056 (hard stop; cuts 13y from Asset Register:authorised_export_term_years) | FALSE | FALSE
2056 | howarth_high | lng_canada_phase_2 | LNG Canada Terminal | proposed | export | 45.2221 | 40.14 | 5.0821 | 170.5404 | 29.8 | 2030 | 27 | Asset Register:authorised_export_end_year=2056 (hard stop; cuts 13y from Asset Register:authorised_export_term_years) | FALSE | FALSE
2034 | howarth_high | ksi_lisims_lng | Ksi Lisims FLNG Terminal | proposed | export | 18.48 | 16.4032 | 2.0768 | 69.6913 | 29.8 | 2029 | 35 | Asset Register:authorised_export_end_year=2063 (hard stop; cuts 5y from Asset Register:authorised_export_term_years) | FALSE | FALSE
2035 | howarth_high | ksi_lisims_lng | Ksi Lisims FLNG Terminal | proposed | export | 32.34 | 28.7056 | 3.6344 | 121.9597 | 29.8 | 2029 | 35 | Asset Register:authorised_export_end_year=2063 (hard stop; cuts 5y from Asset Register:authorised_export_term_years) | FALSE | FALSE
2036 | howarth_high | ksi_lisims_lng | Ksi Lisims FLNG Terminal | proposed | export | 38.7618 | 34.4057 | 4.3561 | 146.1774 | 29.8 | 2029 | 35 | Asset Register:authorised_export_end_year=2063 (hard stop; cuts 5y from Asset Register:authorised_export_term_years) | FALSE | FALSE
2037 | howarth_high | ksi_lisims_lng | Ksi Lisims FLNG Terminal | proposed | export | 38.7618 | 34.4057 | 4.3561 | 146.1774 | 29.8 | 2029 | 35 | Asset Register:authorised_export_end_year=2063 (hard stop; cuts 5y from Asset Register:authorised_export_term_years) | FALSE | FALSE
2038 | howarth_high | ksi_lisims_lng | Ksi Lisims FLNG Terminal | proposed | export | 38.7618 | 34.4057 | 4.3561 | 146.1774 | 29.8 | 2029 | 35 | Asset Register:authorised_export_end_year=2063 (hard stop; cuts 5y from Asset Register:authorised_export_term_years) | FALSE | FALSE
2039 | howarth_high | ksi_lisims_lng | Ksi Lisims FLNG Terminal | proposed | export | 38.7618 | 34.4057 | 4.3561 | 146.1774 | 29.8 | 2029 | 35 | Asset Register:authorised_export_end_year=2063 (hard stop; cuts 5y from Asset Register:authorised_export_term_years) | FALSE | FALSE
2040 | howarth_high | ksi_lisims_lng | Ksi Lisims FLNG Terminal | proposed | export | 38.7618 | 34.4057 | 4.3561 | 146.1774 | 29.8 | 2029 | 35 | Asset Register:authorised_export_end_year=2063 (hard stop; cuts 5y from Asset Register:authorised_export_term_years) | FALSE | FALSE
2041 | howarth_high | ksi_lisims_lng | Ksi Lisims FLNG Terminal | proposed | export | 38.7618 | 34.4057 | 4.3561 | 146.1774 | 29.8 | 2029 | 35 | Asset Register:authorised_export_end_year=2063 (hard stop; cuts 5y from Asset Register:authorised_export_term_years) | FALSE | FALSE
2042 | howarth_high | ksi_lisims_lng | Ksi Lisims FLNG Terminal | proposed | export | 38.7618 | 34.4057 | 4.3561 | 146.1774 | 29.8 | 2029 | 35 | Asset Register:authorised_export_end_year=2063 (hard stop; cuts 5y from Asset Register:authorised_export_term_years) | FALSE | FALSE
2043 | howarth_high | ksi_lisims_lng | Ksi Lisims FLNG Terminal | proposed | export | 38.7618 | 34.4057 | 4.3561 | 146.1774 | 29.8 | 2029 | 35 | Asset Register:authorised_export_end_year=2063 (hard stop; cuts 5y from Asset Register:authorised_export_term_years) | FALSE | FALSE
2044 | howarth_high | ksi_lisims_lng | Ksi Lisims FLNG Terminal | proposed | export | 38.7618 | 34.4057 | 4.3561 | 146.1774 | 29.8 | 2029 | 35 | Asset Register:authorised_export_end_year=2063 (hard stop; cuts 5y from Asset Register:authorised_export_term_years) | FALSE | FALSE
2045 | howarth_high | ksi_lisims_lng | Ksi Lisims FLNG Terminal | proposed | export | 38.7618 | 34.4057 | 4.3561 | 146.1774 | 29.8 | 2029 | 35 | Asset Register:authorised_export_end_year=2063 (hard stop; cuts 5y from Asset Register:authorised_export_term_years) | FALSE | FALSE
2046 | howarth_high | ksi_lisims_lng | Ksi Lisims FLNG Terminal | proposed | export | 38.7618 | 34.4057 | 4.3561 | 146.1774 | 29.8 | 2029 | 35 | Asset Register:authorised_export_end_year=2063 (hard stop; cuts 5y from Asset Register:authorised_export_term_years) | FALSE | FALSE
2047 | howarth_high | ksi_lisims_lng | Ksi Lisims FLNG Terminal | proposed | export | 38.7618 | 34.4057 | 4.3561 | 146.1774 | 29.8 | 2029 | 35 | Asset Register:authorised_export_end_year=2063 (hard stop; cuts 5y from Asset Register:authorised_export_term_years) | FALSE | FALSE
2048 | howarth_high | ksi_lisims_lng | Ksi Lisims FLNG Terminal | proposed | export | 38.7618 | 34.4057 | 4.3561 | 146.1774 | 29.8 | 2029 | 35 | Asset Register:authorised_export_end_year=2063 (hard stop; cuts 5y from Asset Register:authorised_export_term_years) | FALSE | FALSE
2049 | howarth_high | ksi_lisims_lng | Ksi Lisims FLNG Terminal | proposed | export | 38.7618 | 34.4057 | 4.3561 | 146.1774 | 29.8 | 2029 | 35 | Asset Register:authorised_export_end_year=2063 (hard stop; cuts 5y from Asset Register:authorised_export_term_years) | FALSE | FALSE
2050 | howarth_high | ksi_lisims_lng | Ksi Lisims FLNG Terminal | proposed | export | 38.7618 | 34.4057 | 4.3561 | 146.1774 | 29.8 | 2029 | 35 | Asset Register:authorised_export_end_year=2063 (hard stop; cuts 5y from Asset Register:authorised_export_term_years) | FALSE | FALSE
2051 | howarth_high | ksi_lisims_lng | Ksi Lisims FLNG Terminal | proposed | export | 38.7618 | 34.4057 | 4.3561 | 146.1774 | 29.8 | 2029 | 35 | Asset Register:authorised_export_end_year=2063 (hard stop; cuts 5y from Asset Register:authorised_export_term_years) | FALSE | FALSE
2052 | howarth_high | ksi_lisims_lng | Ksi Lisims FLNG Terminal | proposed | export | 38.7618 | 34.4057 | 4.3561 | 146.1774 | 29.8 | 2029 | 35 | Asset Register:authorised_export_end_year=2063 (hard stop; cuts 5y from Asset Register:authorised_export_term_years) | FALSE | FALSE
2053 | howarth_high | ksi_lisims_lng | Ksi Lisims FLNG Terminal | proposed | export | 38.7618 | 34.4057 | 4.3561 | 146.1774 | 29.8 | 2029 | 35 | Asset Register:authorised_export_end_year=2063 (hard stop; cuts 5y from Asset Register:authorised_export_term_years) | FALSE | FALSE
2054 | howarth_high | ksi_lisims_lng | Ksi Lisims FLNG Terminal | proposed | export | 38.7618 | 34.4057 | 4.3561 | 146.1774 | 29.8 | 2029 | 35 | Asset Register:authorised_export_end_year=2063 (hard stop; cuts 5y from Asset Register:authorised_export_term_years) | FALSE | FALSE
2055 | howarth_high | ksi_lisims_lng | Ksi Lisims FLNG Terminal | proposed | export | 38.7618 | 34.4057 | 4.3561 | 146.1774 | 29.8 | 2029 | 35 | Asset Register:authorised_export_end_year=2063 (hard stop; cuts 5y from Asset Register:authorised_export_term_years) | FALSE | FALSE
2056 | howarth_high | ksi_lisims_lng | Ksi Lisims FLNG Terminal | proposed | export | 38.7618 | 34.4057 | 4.3561 | 146.1774 | 29.8 | 2029 | 35 | Asset Register:authorised_export_end_year=2063 (hard stop; cuts 5y from Asset Register:authorised_export_term_years) | FALSE | FALSE
2057 | howarth_high | ksi_lisims_lng | Ksi Lisims FLNG Terminal | proposed | export | 38.7618 | 34.4057 | 4.3561 | 146.1774 | 29.8 | 2029 | 35 | Asset Register:authorised_export_end_year=2063 (hard stop; cuts 5y from Asset Register:authorised_export_term_years) | FALSE | FALSE
2058 | howarth_high | ksi_lisims_lng | Ksi Lisims FLNG Terminal | proposed | export | 38.7618 | 34.4057 | 4.3561 | 146.1774 | 29.8 | 2029 | 35 | Asset Register:authorised_export_end_year=2063 (hard stop; cuts 5y from Asset Register:authorised_export_term_years) | FALSE | FALSE
2059 | howarth_high | ksi_lisims_lng | Ksi Lisims FLNG Terminal | proposed | export | 38.7618 | 34.4057 | 4.3561 | 146.1774 | 29.8 | 2029 | 35 | Asset Register:authorised_export_end_year=2063 (hard stop; cuts 5y from Asset Register:authorised_export_term_years) | FALSE | FALSE
2060 | howarth_high | ksi_lisims_lng | Ksi Lisims FLNG Terminal | proposed | export | 38.7618 | 34.4057 | 4.3561 | 146.1774 | 29.8 | 2029 | 35 | Asset Register:authorised_export_end_year=2063 (hard stop; cuts 5y from Asset Register:authorised_export_term_years) | FALSE | FALSE
2061 | howarth_high | ksi_lisims_lng | Ksi Lisims FLNG Terminal | proposed | export | 38.7618 | 34.4057 | 4.3561 | 146.1774 | 29.8 | 2029 | 35 | Asset Register:authorised_export_end_year=2063 (hard stop; cuts 5y from Asset Register:authorised_export_term_years) | FALSE | FALSE
2062 | howarth_high | ksi_lisims_lng | Ksi Lisims FLNG Terminal | proposed | export | 38.7618 | 34.4057 | 4.3561 | 146.1774 | 29.8 | 2029 | 35 | Asset Register:authorised_export_end_year=2063 (hard stop; cuts 5y from Asset Register:authorised_export_term_years) | FALSE | FALSE
2063 | howarth_high | ksi_lisims_lng | Ksi Lisims FLNG Terminal | proposed | export | 38.7618 | 34.4057 | 4.3561 | 146.1774 | 29.8 | 2029 | 35 | Asset Register:authorised_export_end_year=2063 (hard stop; cuts 5y from Asset Register:authorised_export_term_years) | FALSE | FALSE
2035 | howarth_high | marinvest_baie_comeau | Kino Aski LNG (formerly Marinvest Energy, Baie-Comeau) | proposed | export | 23.1 | 20.504 | 2.596 | 87.1141 | 29.8 | 2030 | 40 | Parameters:lifecycle_years_default | TRUE | FALSE
2036 | howarth_high | marinvest_baie_comeau | Kino Aski LNG (formerly Marinvest Energy, Baie-Comeau) | proposed | export | 40.425 | 35.882 | 4.543 | 152.4497 | 29.8 | 2030 | 40 | Parameters:lifecycle_years_default | TRUE | FALSE
2037 | howarth_high | marinvest_baie_comeau | Kino Aski LNG (formerly Marinvest Energy, Baie-Comeau) | proposed | export | 48.4523 | 43.0071 | 5.4451 | 182.7218 | 29.8 | 2030 | 40 | Parameters:lifecycle_years_default | TRUE | FALSE
2038 | howarth_high | marinvest_baie_comeau | Kino Aski LNG (formerly Marinvest Energy, Baie-Comeau) | proposed | export | 48.4523 | 43.0071 | 5.4451 | 182.7218 | 29.8 | 2030 | 40 | Parameters:lifecycle_years_default | TRUE | FALSE
2039 | howarth_high | marinvest_baie_comeau | Kino Aski LNG (formerly Marinvest Energy, Baie-Comeau) | proposed | export | 48.4523 | 43.0071 | 5.4451 | 182.7218 | 29.8 | 2030 | 40 | Parameters:lifecycle_years_default | TRUE | FALSE
2040 | howarth_high | marinvest_baie_comeau | Kino Aski LNG (formerly Marinvest Energy, Baie-Comeau) | proposed | export | 48.4523 | 43.0071 | 5.4451 | 182.7218 | 29.8 | 2030 | 40 | Parameters:lifecycle_years_default | TRUE | FALSE
2041 | howarth_high | marinvest_baie_comeau | Kino Aski LNG (formerly Marinvest Energy, Baie-Comeau) | proposed | export | 48.4523 | 43.0071 | 5.4451 | 182.7218 | 29.8 | 2030 | 40 | Parameters:lifecycle_years_default | TRUE | FALSE
2042 | howarth_high | marinvest_baie_comeau | Kino Aski LNG (formerly Marinvest Energy, Baie-Comeau) | proposed | export | 48.4523 | 43.0071 | 5.4451 | 182.7218 | 29.8 | 2030 | 40 | Parameters:lifecycle_years_default | TRUE | FALSE
2043 | howarth_high | marinvest_baie_comeau | Kino Aski LNG (formerly Marinvest Energy, Baie-Comeau) | proposed | export | 48.4523 | 43.0071 | 5.4451 | 182.7218 | 29.8 | 2030 | 40 | Parameters:lifecycle_years_default | TRUE | FALSE
2044 | howarth_high | marinvest_baie_comeau | Kino Aski LNG (formerly Marinvest Energy, Baie-Comeau) | proposed | export | 48.4523 | 43.0071 | 5.4451 | 182.7218 | 29.8 | 2030 | 40 | Parameters:lifecycle_years_default | TRUE | FALSE
2045 | howarth_high | marinvest_baie_comeau | Kino Aski LNG (formerly Marinvest Energy, Baie-Comeau) | proposed | export | 48.4523 | 43.0071 | 5.4451 | 182.7218 | 29.8 | 2030 | 40 | Parameters:lifecycle_years_default | TRUE | FALSE
2046 | howarth_high | marinvest_baie_comeau | Kino Aski LNG (formerly Marinvest Energy, Baie-Comeau) | proposed | export | 48.4523 | 43.0071 | 5.4451 | 182.7218 | 29.8 | 2030 | 40 | Parameters:lifecycle_years_default | TRUE | FALSE
2047 | howarth_high | marinvest_baie_comeau | Kino Aski LNG (formerly Marinvest Energy, Baie-Comeau) | proposed | export | 48.4523 | 43.0071 | 5.4451 | 182.7218 | 29.8 | 2030 | 40 | Parameters:lifecycle_years_default | TRUE | FALSE
2048 | howarth_high | marinvest_baie_comeau | Kino Aski LNG (formerly Marinvest Energy, Baie-Comeau) | proposed | export | 48.4523 | 43.0071 | 5.4451 | 182.7218 | 29.8 | 2030 | 40 | Parameters:lifecycle_years_default | TRUE | FALSE
2049 | howarth_high | marinvest_baie_comeau | Kino Aski LNG (formerly Marinvest Energy, Baie-Comeau) | proposed | export | 48.4523 | 43.0071 | 5.4451 | 182.7218 | 29.8 | 2030 | 40 | Parameters:lifecycle_years_default | TRUE | FALSE
2050 | howarth_high | marinvest_baie_comeau | Kino Aski LNG (formerly Marinvest Energy, Baie-Comeau) | proposed | export | 48.4523 | 43.0071 | 5.4451 | 182.7218 | 29.8 | 2030 | 40 | Parameters:lifecycle_years_default | TRUE | FALSE
2051 | howarth_high | marinvest_baie_comeau | Kino Aski LNG (formerly Marinvest Energy, Baie-Comeau) | proposed | export | 48.4523 | 43.0071 | 5.4451 | 182.7218 | 29.8 | 2030 | 40 | Parameters:lifecycle_years_default | TRUE | FALSE
2052 | howarth_high | marinvest_baie_comeau | Kino Aski LNG (formerly Marinvest Energy, Baie-Comeau) | proposed | export | 48.4523 | 43.0071 | 5.4451 | 182.7218 | 29.8 | 2030 | 40 | Parameters:lifecycle_years_default | TRUE | FALSE
2053 | howarth_high | marinvest_baie_comeau | Kino Aski LNG (formerly Marinvest Energy, Baie-Comeau) | proposed | export | 48.4523 | 43.0071 | 5.4451 | 182.7218 | 29.8 | 2030 | 40 | Parameters:lifecycle_years_default | TRUE | FALSE
2054 | howarth_high | marinvest_baie_comeau | Kino Aski LNG (formerly Marinvest Energy, Baie-Comeau) | proposed | export | 48.4523 | 43.0071 | 5.4451 | 182.7218 | 29.8 | 2030 | 40 | Parameters:lifecycle_years_default | TRUE | FALSE
2055 | howarth_high | marinvest_baie_comeau | Kino Aski LNG (formerly Marinvest Energy, Baie-Comeau) | proposed | export | 48.4523 | 43.0071 | 5.4451 | 182.7218 | 29.8 | 2030 | 40 | Parameters:lifecycle_years_default | TRUE | FALSE
2056 | howarth_high | marinvest_baie_comeau | Kino Aski LNG (formerly Marinvest Energy, Baie-Comeau) | proposed | export | 48.4523 | 43.0071 | 5.4451 | 182.7218 | 29.8 | 2030 | 40 | Parameters:lifecycle_years_default | TRUE | FALSE
2057 | howarth_high | marinvest_baie_comeau | Kino Aski LNG (formerly Marinvest Energy, Baie-Comeau) | proposed | export | 48.4523 | 43.0071 | 5.4451 | 182.7218 | 29.8 | 2030 | 40 | Parameters:lifecycle_years_default | TRUE | FALSE
2058 | howarth_high | marinvest_baie_comeau | Kino Aski LNG (formerly Marinvest Energy, Baie-Comeau) | proposed | export | 48.4523 | 43.0071 | 5.4451 | 182.7218 | 29.8 | 2030 | 40 | Parameters:lifecycle_years_default | TRUE | FALSE
2059 | howarth_high | marinvest_baie_comeau | Kino Aski LNG (formerly Marinvest Energy, Baie-Comeau) | proposed | export | 48.4523 | 43.0071 | 5.4451 | 182.7218 | 29.8 | 2030 | 40 | Parameters:lifecycle_years_default | TRUE | FALSE
2060 | howarth_high | marinvest_baie_comeau | Kino Aski LNG (formerly Marinvest Energy, Baie-Comeau) | proposed | export | 48.4523 | 43.0071 | 5.4451 | 182.7218 | 29.8 | 2030 | 40 | Parameters:lifecycle_years_default | TRUE | FALSE
2061 | howarth_high | marinvest_baie_comeau | Kino Aski LNG (formerly Marinvest Energy, Baie-Comeau) | proposed | export | 48.4523 | 43.0071 | 5.4451 | 182.7218 | 29.8 | 2030 | 40 | Parameters:lifecycle_years_default | TRUE | FALSE
2062 | howarth_high | marinvest_baie_comeau | Kino Aski LNG (formerly Marinvest Energy, Baie-Comeau) | proposed | export | 48.4523 | 43.0071 | 5.4451 | 182.7218 | 29.8 | 2030 | 40 | Parameters:lifecycle_years_default | TRUE | FALSE
2063 | howarth_high | marinvest_baie_comeau | Kino Aski LNG (formerly Marinvest Energy, Baie-Comeau) | proposed | export | 48.4523 | 43.0071 | 5.4451 | 182.7218 | 29.8 | 2030 | 40 | Parameters:lifecycle_years_default | TRUE | FALSE
2064 | howarth_high | marinvest_baie_comeau | Kino Aski LNG (formerly Marinvest Energy, Baie-Comeau) | proposed | export | 48.4523 | 43.0071 | 5.4451 | 182.7218 | 29.8 | 2030 | 40 | Parameters:lifecycle_years_default | TRUE | FALSE
2065 | howarth_high | marinvest_baie_comeau | Kino Aski LNG (formerly Marinvest Energy, Baie-Comeau) | proposed | export | 48.4523 | 43.0071 | 5.4451 | 182.7218 | 29.8 | 2030 | 40 | Parameters:lifecycle_years_default | TRUE | FALSE
2066 | howarth_high | marinvest_baie_comeau | Kino Aski LNG (formerly Marinvest Energy, Baie-Comeau) | proposed | export | 48.4523 | 43.0071 | 5.4451 | 182.7218 | 29.8 | 2030 | 40 | Parameters:lifecycle_years_default | TRUE | FALSE
2067 | howarth_high | marinvest_baie_comeau | Kino Aski LNG (formerly Marinvest Energy, Baie-Comeau) | proposed | export | 48.4523 | 43.0071 | 5.4451 | 182.7218 | 29.8 | 2030 | 40 | Parameters:lifecycle_years_default | TRUE | FALSE
2068 | howarth_high | marinvest_baie_comeau | Kino Aski LNG (formerly Marinvest Energy, Baie-Comeau) | proposed | export | 48.4523 | 43.0071 | 5.4451 | 182.7218 | 29.8 | 2030 | 40 | Parameters:lifecycle_years_default | TRUE | FALSE
2069 | howarth_high | marinvest_baie_comeau | Kino Aski LNG (formerly Marinvest Energy, Baie-Comeau) | proposed | export | 48.4523 | 43.0071 | 5.4451 | 182.7218 | 29.8 | 2030 | 40 | Parameters:lifecycle_years_default | TRUE | FALSE
2035 | howarth_high | summit_lake_pg_lng | Summit Lake PG LNG | proposed | export | 4.158 | 3.6907 | 0.46728 | 15.6805 | 29.8 | 2030 | 30 | Asset Register:project_life_years | TRUE | FALSE
2036 | howarth_high | summit_lake_pg_lng | Summit Lake PG LNG | proposed | export | 7.2765 | 6.4588 | 0.81774 | 27.4409 | 29.8 | 2030 | 30 | Asset Register:project_life_years | TRUE | FALSE
2037 | howarth_high | summit_lake_pg_lng | Summit Lake PG LNG | proposed | export | 8.7214 | 7.7413 | 0.98012 | 32.8899 | 29.8 | 2030 | 30 | Asset Register:project_life_years | TRUE | FALSE
2038 | howarth_high | summit_lake_pg_lng | Summit Lake PG LNG | proposed | export | 8.7214 | 7.7413 | 0.98012 | 32.8899 | 29.8 | 2030 | 30 | Asset Register:project_life_years | TRUE | FALSE
2039 | howarth_high | summit_lake_pg_lng | Summit Lake PG LNG | proposed | export | 8.7214 | 7.7413 | 0.98012 | 32.8899 | 29.8 | 2030 | 30 | Asset Register:project_life_years | TRUE | FALSE
2040 | howarth_high | summit_lake_pg_lng | Summit Lake PG LNG | proposed | export | 8.7214 | 7.7413 | 0.98012 | 32.8899 | 29.8 | 2030 | 30 | Asset Register:project_life_years | TRUE | FALSE
2041 | howarth_high | summit_lake_pg_lng | Summit Lake PG LNG | proposed | export | 8.7214 | 7.7413 | 0.98012 | 32.8899 | 29.8 | 2030 | 30 | Asset Register:project_life_years | TRUE | FALSE
2042 | howarth_high | summit_lake_pg_lng | Summit Lake PG LNG | proposed | export | 8.7214 | 7.7413 | 0.98012 | 32.8899 | 29.8 | 2030 | 30 | Asset Register:project_life_years | TRUE | FALSE
2043 | howarth_high | summit_lake_pg_lng | Summit Lake PG LNG | proposed | export | 8.7214 | 7.7413 | 0.98012 | 32.8899 | 29.8 | 2030 | 30 | Asset Register:project_life_years | TRUE | FALSE
2044 | howarth_high | summit_lake_pg_lng | Summit Lake PG LNG | proposed | export | 8.7214 | 7.7413 | 0.98012 | 32.8899 | 29.8 | 2030 | 30 | Asset Register:project_life_years | TRUE | FALSE
2045 | howarth_high | summit_lake_pg_lng | Summit Lake PG LNG | proposed | export | 8.7214 | 7.7413 | 0.98012 | 32.8899 | 29.8 | 2030 | 30 | Asset Register:project_life_years | TRUE | FALSE
2046 | howarth_high | summit_lake_pg_lng | Summit Lake PG LNG | proposed | export | 8.7214 | 7.7413 | 0.98012 | 32.8899 | 29.8 | 2030 | 30 | Asset Register:project_life_years | TRUE | FALSE
2047 | howarth_high | summit_lake_pg_lng | Summit Lake PG LNG | proposed | export | 8.7214 | 7.7413 | 0.98012 | 32.8899 | 29.8 | 2030 | 30 | Asset Register:project_life_years | TRUE | FALSE
2048 | howarth_high | summit_lake_pg_lng | Summit Lake PG LNG | proposed | export | 8.7214 | 7.7413 | 0.98012 | 32.8899 | 29.8 | 2030 | 30 | Asset Register:project_life_years | TRUE | FALSE
2049 | howarth_high | summit_lake_pg_lng | Summit Lake PG LNG | proposed | export | 8.7214 | 7.7413 | 0.98012 | 32.8899 | 29.8 | 2030 | 30 | Asset Register:project_life_years | TRUE | FALSE
2050 | howarth_high | summit_lake_pg_lng | Summit Lake PG LNG | proposed | export | 8.7214 | 7.7413 | 0.98012 | 32.8899 | 29.8 | 2030 | 30 | Asset Register:project_life_years | TRUE | FALSE
2051 | howarth_high | summit_lake_pg_lng | Summit Lake PG LNG | proposed | export | 8.7214 | 7.7413 | 0.98012 | 32.8899 | 29.8 | 2030 | 30 | Asset Register:project_life_years | TRUE | FALSE
2052 | howarth_high | summit_lake_pg_lng | Summit Lake PG LNG | proposed | export | 8.7214 | 7.7413 | 0.98012 | 32.8899 | 29.8 | 2030 | 30 | Asset Register:project_life_years | TRUE | FALSE
2053 | howarth_high | summit_lake_pg_lng | Summit Lake PG LNG | proposed | export | 8.7214 | 7.7413 | 0.98012 | 32.8899 | 29.8 | 2030 | 30 | Asset Register:project_life_years | TRUE | FALSE
2054 | howarth_high | summit_lake_pg_lng | Summit Lake PG LNG | proposed | export | 8.7214 | 7.7413 | 0.98012 | 32.8899 | 29.8 | 2030 | 30 | Asset Register:project_life_years | TRUE | FALSE
2055 | howarth_high | summit_lake_pg_lng | Summit Lake PG LNG | proposed | export | 8.7214 | 7.7413 | 0.98012 | 32.8899 | 29.8 | 2030 | 30 | Asset Register:project_life_years | TRUE | FALSE
2056 | howarth_high | summit_lake_pg_lng | Summit Lake PG LNG | proposed | export | 8.7214 | 7.7413 | 0.98012 | 32.8899 | 29.8 | 2030 | 30 | Asset Register:project_life_years | TRUE | FALSE
2057 | howarth_high | summit_lake_pg_lng | Summit Lake PG LNG | proposed | export | 8.7214 | 7.7413 | 0.98012 | 32.8899 | 29.8 | 2030 | 30 | Asset Register:project_life_years | TRUE | FALSE
2058 | howarth_high | summit_lake_pg_lng | Summit Lake PG LNG | proposed | export | 8.7214 | 7.7413 | 0.98012 | 32.8899 | 29.8 | 2030 | 30 | Asset Register:project_life_years | TRUE | FALSE
2059 | howarth_high | summit_lake_pg_lng | Summit Lake PG LNG | proposed | export | 8.7214 | 7.7413 | 0.98012 | 32.8899 | 29.8 | 2030 | 30 | Asset Register:project_life_years | TRUE | FALSE
2035 | howarth_high | fermeuse_energy_flng | Fermeuse Energy FLNG Terminal | proposed | export | 7.7 | 6.8347 | 0.86533 | 29.038 | 29.8 | 2030 | 40 | Parameters:lifecycle_years_default | TRUE | FALSE
2036 | howarth_high | fermeuse_energy_flng | Fermeuse Energy FLNG Terminal | proposed | export | 13.475 | 11.9607 | 1.5143 | 50.8166 | 29.8 | 2030 | 40 | Parameters:lifecycle_years_default | TRUE | FALSE
2037 | howarth_high | fermeuse_energy_flng | Fermeuse Energy FLNG Terminal | proposed | export | 16.1507 | 14.3357 | 1.815 | 60.9073 | 29.8 | 2030 | 40 | Parameters:lifecycle_years_default | TRUE | FALSE
2038 | howarth_high | fermeuse_energy_flng | Fermeuse Energy FLNG Terminal | proposed | export | 16.1507 | 14.3357 | 1.815 | 60.9073 | 29.8 | 2030 | 40 | Parameters:lifecycle_years_default | TRUE | FALSE
2039 | howarth_high | fermeuse_energy_flng | Fermeuse Energy FLNG Terminal | proposed | export | 16.1507 | 14.3357 | 1.815 | 60.9073 | 29.8 | 2030 | 40 | Parameters:lifecycle_years_default | TRUE | FALSE
2040 | howarth_high | fermeuse_energy_flng | Fermeuse Energy FLNG Terminal | proposed | export | 16.1507 | 14.3357 | 1.815 | 60.9073 | 29.8 | 2030 | 40 | Parameters:lifecycle_years_default | TRUE | FALSE
2041 | howarth_high | fermeuse_energy_flng | Fermeuse Energy FLNG Terminal | proposed | export | 16.1507 | 14.3357 | 1.815 | 60.9073 | 29.8 | 2030 | 40 | Parameters:lifecycle_years_default | TRUE | FALSE
2042 | howarth_high | fermeuse_energy_flng | Fermeuse Energy FLNG Terminal | proposed | export | 16.1507 | 14.3357 | 1.815 | 60.9073 | 29.8 | 2030 | 40 | Parameters:lifecycle_years_default | TRUE | FALSE
2043 | howarth_high | fermeuse_energy_flng | Fermeuse Energy FLNG Terminal | proposed | export | 16.1507 | 14.3357 | 1.815 | 60.9073 | 29.8 | 2030 | 40 | Parameters:lifecycle_years_default | TRUE | FALSE
2044 | howarth_high | fermeuse_energy_flng | Fermeuse Energy FLNG Terminal | proposed | export | 16.1507 | 14.3357 | 1.815 | 60.9073 | 29.8 | 2030 | 40 | Parameters:lifecycle_years_default | TRUE | FALSE
2045 | howarth_high | fermeuse_energy_flng | Fermeuse Energy FLNG Terminal | proposed | export | 16.1507 | 14.3357 | 1.815 | 60.9073 | 29.8 | 2030 | 40 | Parameters:lifecycle_years_default | TRUE | FALSE
2046 | howarth_high | fermeuse_energy_flng | Fermeuse Energy FLNG Terminal | proposed | export | 16.1507 | 14.3357 | 1.815 | 60.9073 | 29.8 | 2030 | 40 | Parameters:lifecycle_years_default | TRUE | FALSE
2047 | howarth_high | fermeuse_energy_flng | Fermeuse Energy FLNG Terminal | proposed | export | 16.1507 | 14.3357 | 1.815 | 60.9073 | 29.8 | 2030 | 40 | Parameters:lifecycle_years_default | TRUE | FALSE
2048 | howarth_high | fermeuse_energy_flng | Fermeuse Energy FLNG Terminal | proposed | export | 16.1507 | 14.3357 | 1.815 | 60.9073 | 29.8 | 2030 | 40 | Parameters:lifecycle_years_default | TRUE | FALSE
2049 | howarth_high | fermeuse_energy_flng | Fermeuse Energy FLNG Terminal | proposed | export | 16.1507 | 14.3357 | 1.815 | 60.9073 | 29.8 | 2030 | 40 | Parameters:lifecycle_years_default | TRUE | FALSE
2050 | howarth_high | fermeuse_energy_flng | Fermeuse Energy FLNG Terminal | proposed | export | 16.1507 | 14.3357 | 1.815 | 60.9073 | 29.8 | 2030 | 40 | Parameters:lifecycle_years_default | TRUE | FALSE
2051 | howarth_high | fermeuse_energy_flng | Fermeuse Energy FLNG Terminal | proposed | export | 16.1507 | 14.3357 | 1.815 | 60.9073 | 29.8 | 2030 | 40 | Parameters:lifecycle_years_default | TRUE | FALSE
2052 | howarth_high | fermeuse_energy_flng | Fermeuse Energy FLNG Terminal | proposed | export | 16.1507 | 14.3357 | 1.815 | 60.9073 | 29.8 | 2030 | 40 | Parameters:lifecycle_years_default | TRUE | FALSE
2053 | howarth_high | fermeuse_energy_flng | Fermeuse Energy FLNG Terminal | proposed | export | 16.1507 | 14.3357 | 1.815 | 60.9073 | 29.8 | 2030 | 40 | Parameters:lifecycle_years_default | TRUE | FALSE
2054 | howarth_high | fermeuse_energy_flng | Fermeuse Energy FLNG Terminal | proposed | export | 16.1507 | 14.3357 | 1.815 | 60.9073 | 29.8 | 2030 | 40 | Parameters:lifecycle_years_default | TRUE | FALSE
2055 | howarth_high | fermeuse_energy_flng | Fermeuse Energy FLNG Terminal | proposed | export | 16.1507 | 14.3357 | 1.815 | 60.9073 | 29.8 | 2030 | 40 | Parameters:lifecycle_years_default | TRUE | FALSE
2056 | howarth_high | fermeuse_energy_flng | Fermeuse Energy FLNG Terminal | proposed | export | 16.1507 | 14.3357 | 1.815 | 60.9073 | 29.8 | 2030 | 40 | Parameters:lifecycle_years_default | TRUE | FALSE
2057 | howarth_high | fermeuse_energy_flng | Fermeuse Energy FLNG Terminal | proposed | export | 16.1507 | 14.3357 | 1.815 | 60.9073 | 29.8 | 2030 | 40 | Parameters:lifecycle_years_default | TRUE | FALSE
2058 | howarth_high | fermeuse_energy_flng | Fermeuse Energy FLNG Terminal | proposed | export | 16.1507 | 14.3357 | 1.815 | 60.9073 | 29.8 | 2030 | 40 | Parameters:lifecycle_years_default | TRUE | FALSE
2059 | howarth_high | fermeuse_energy_flng | Fermeuse Energy FLNG Terminal | proposed | export | 16.1507 | 14.3357 | 1.815 | 60.9073 | 29.8 | 2030 | 40 | Parameters:lifecycle_years_default | TRUE | FALSE
2060 | howarth_high | fermeuse_energy_flng | Fermeuse Energy FLNG Terminal | proposed | export | 16.1507 | 14.3357 | 1.815 | 60.9073 | 29.8 | 2030 | 40 | Parameters:lifecycle_years_default | TRUE | FALSE
2061 | howarth_high | fermeuse_energy_flng | Fermeuse Energy FLNG Terminal | proposed | export | 16.1507 | 14.3357 | 1.815 | 60.9073 | 29.8 | 2030 | 40 | Parameters:lifecycle_years_default | TRUE | FALSE
2062 | howarth_high | fermeuse_energy_flng | Fermeuse Energy FLNG Terminal | proposed | export | 16.1507 | 14.3357 | 1.815 | 60.9073 | 29.8 | 2030 | 40 | Parameters:lifecycle_years_default | TRUE | FALSE
2063 | howarth_high | fermeuse_energy_flng | Fermeuse Energy FLNG Terminal | proposed | export | 16.1507 | 14.3357 | 1.815 | 60.9073 | 29.8 | 2030 | 40 | Parameters:lifecycle_years_default | TRUE | FALSE
2064 | howarth_high | fermeuse_energy_flng | Fermeuse Energy FLNG Terminal | proposed | export | 16.1507 | 14.3357 | 1.815 | 60.9073 | 29.8 | 2030 | 40 | Parameters:lifecycle_years_default | TRUE | FALSE
2065 | howarth_high | fermeuse_energy_flng | Fermeuse Energy FLNG Terminal | proposed | export | 16.1507 | 14.3357 | 1.815 | 60.9073 | 29.8 | 2030 | 40 | Parameters:lifecycle_years_default | TRUE | FALSE
2066 | howarth_high | fermeuse_energy_flng | Fermeuse Energy FLNG Terminal | proposed | export | 16.1507 | 14.3357 | 1.815 | 60.9073 | 29.8 | 2030 | 40 | Parameters:lifecycle_years_default | TRUE | FALSE
2067 | howarth_high | fermeuse_energy_flng | Fermeuse Energy FLNG Terminal | proposed | export | 16.1507 | 14.3357 | 1.815 | 60.9073 | 29.8 | 2030 | 40 | Parameters:lifecycle_years_default | TRUE | FALSE
2068 | howarth_high | fermeuse_energy_flng | Fermeuse Energy FLNG Terminal | proposed | export | 16.1507 | 14.3357 | 1.815 | 60.9073 | 29.8 | 2030 | 40 | Parameters:lifecycle_years_default | TRUE | FALSE
2069 | howarth_high | fermeuse_energy_flng | Fermeuse Energy FLNG Terminal | proposed | export | 16.1507 | 14.3357 | 1.815 | 60.9073 | 29.8 | 2030 | 40 | Parameters:lifecycle_years_default | TRUE | FALSE
2035 | howarth_high | discovery_t1t4 | Discovery LNG Terminal | proposed | export | 30.8 | 27.3387 | 3.4613 | 116.1521 | 29.8 | 2030 | 40 | Parameters:lifecycle_years_default | TRUE | FALSE
2036 | howarth_high | discovery_t1t4 | Discovery LNG Terminal | proposed | export | 53.9 | 47.8427 | 6.0573 | 203.2662 | 29.8 | 2030 | 40 | Parameters:lifecycle_years_default | TRUE | FALSE
2037 | howarth_high | discovery_t1t4 | Discovery LNG Terminal | proposed | export | 64.603 | 57.3429 | 7.2601 | 243.6291 | 29.8 | 2030 | 40 | Parameters:lifecycle_years_default | TRUE | FALSE
2038 | howarth_high | discovery_t1t4 | Discovery LNG Terminal | proposed | export | 64.603 | 57.3429 | 7.2601 | 243.6291 | 29.8 | 2030 | 40 | Parameters:lifecycle_years_default | TRUE | FALSE
2039 | howarth_high | discovery_t1t4 | Discovery LNG Terminal | proposed | export | 64.603 | 57.3429 | 7.2601 | 243.6291 | 29.8 | 2030 | 40 | Parameters:lifecycle_years_default | TRUE | FALSE
2040 | howarth_high | discovery_t1t4 | Discovery LNG Terminal | proposed | export | 64.603 | 57.3429 | 7.2601 | 243.6291 | 29.8 | 2030 | 40 | Parameters:lifecycle_years_default | TRUE | FALSE
2041 | howarth_high | discovery_t1t4 | Discovery LNG Terminal | proposed | export | 64.603 | 57.3429 | 7.2601 | 243.6291 | 29.8 | 2030 | 40 | Parameters:lifecycle_years_default | TRUE | FALSE
2042 | howarth_high | discovery_t1t4 | Discovery LNG Terminal | proposed | export | 64.603 | 57.3429 | 7.2601 | 243.6291 | 29.8 | 2030 | 40 | Parameters:lifecycle_years_default | TRUE | FALSE
2043 | howarth_high | discovery_t1t4 | Discovery LNG Terminal | proposed | export | 64.603 | 57.3429 | 7.2601 | 243.6291 | 29.8 | 2030 | 40 | Parameters:lifecycle_years_default | TRUE | FALSE
2044 | howarth_high | discovery_t1t4 | Discovery LNG Terminal | proposed | export | 64.603 | 57.3429 | 7.2601 | 243.6291 | 29.8 | 2030 | 40 | Parameters:lifecycle_years_default | TRUE | FALSE
2045 | howarth_high | discovery_t1t4 | Discovery LNG Terminal | proposed | export | 64.603 | 57.3429 | 7.2601 | 243.6291 | 29.8 | 2030 | 40 | Parameters:lifecycle_years_default | TRUE | FALSE
2046 | howarth_high | discovery_t1t4 | Discovery LNG Terminal | proposed | export | 64.603 | 57.3429 | 7.2601 | 243.6291 | 29.8 | 2030 | 40 | Parameters:lifecycle_years_default | TRUE | FALSE
2047 | howarth_high | discovery_t1t4 | Discovery LNG Terminal | proposed | export | 64.603 | 57.3429 | 7.2601 | 243.6291 | 29.8 | 2030 | 40 | Parameters:lifecycle_years_default | TRUE | FALSE
2048 | howarth_high | discovery_t1t4 | Discovery LNG Terminal | proposed | export | 64.603 | 57.3429 | 7.2601 | 243.6291 | 29.8 | 2030 | 40 | Parameters:lifecycle_years_default | TRUE | FALSE
2049 | howarth_high | discovery_t1t4 | Discovery LNG Terminal | proposed | export | 64.603 | 57.3429 | 7.2601 | 243.6291 | 29.8 | 2030 | 40 | Parameters:lifecycle_years_default | TRUE | FALSE
2050 | howarth_high | discovery_t1t4 | Discovery LNG Terminal | proposed | export | 64.603 | 57.3429 | 7.2601 | 243.6291 | 29.8 | 2030 | 40 | Parameters:lifecycle_years_default | TRUE | FALSE
2051 | howarth_high | discovery_t1t4 | Discovery LNG Terminal | proposed | export | 64.603 | 57.3429 | 7.2601 | 243.6291 | 29.8 | 2030 | 40 | Parameters:lifecycle_years_default | TRUE | FALSE
2052 | howarth_high | discovery_t1t4 | Discovery LNG Terminal | proposed | export | 64.603 | 57.3429 | 7.2601 | 243.6291 | 29.8 | 2030 | 40 | Parameters:lifecycle_years_default | TRUE | FALSE
2053 | howarth_high | discovery_t1t4 | Discovery LNG Terminal | proposed | export | 64.603 | 57.3429 | 7.2601 | 243.6291 | 29.8 | 2030 | 40 | Parameters:lifecycle_years_default | TRUE | FALSE
2054 | howarth_high | discovery_t1t4 | Discovery LNG Terminal | proposed | export | 64.603 | 57.3429 | 7.2601 | 243.6291 | 29.8 | 2030 | 40 | Parameters:lifecycle_years_default | TRUE | FALSE
2055 | howarth_high | discovery_t1t4 | Discovery LNG Terminal | proposed | export | 64.603 | 57.3429 | 7.2601 | 243.6291 | 29.8 | 2030 | 40 | Parameters:lifecycle_years_default | TRUE | FALSE
2056 | howarth_high | discovery_t1t4 | Discovery LNG Terminal | proposed | export | 64.603 | 57.3429 | 7.2601 | 243.6291 | 29.8 | 2030 | 40 | Parameters:lifecycle_years_default | TRUE | FALSE
2057 | howarth_high | discovery_t1t4 | Discovery LNG Terminal | proposed | export | 64.603 | 57.3429 | 7.2601 | 243.6291 | 29.8 | 2030 | 40 | Parameters:lifecycle_years_default | TRUE | FALSE
2058 | howarth_high | discovery_t1t4 | Discovery LNG Terminal | proposed | export | 64.603 | 57.3429 | 7.2601 | 243.6291 | 29.8 | 2030 | 40 | Parameters:lifecycle_years_default | TRUE | FALSE
2059 | howarth_high | discovery_t1t4 | Discovery LNG Terminal | proposed | export | 64.603 | 57.3429 | 7.2601 | 243.6291 | 29.8 | 2030 | 40 | Parameters:lifecycle_years_default | TRUE | FALSE
2060 | howarth_high | discovery_t1t4 | Discovery LNG Terminal | proposed | export | 64.603 | 57.3429 | 7.2601 | 243.6291 | 29.8 | 2030 | 40 | Parameters:lifecycle_years_default | TRUE | FALSE
2061 | howarth_high | discovery_t1t4 | Discovery LNG Terminal | proposed | export | 64.603 | 57.3429 | 7.2601 | 243.6291 | 29.8 | 2030 | 40 | Parameters:lifecycle_years_default | TRUE | FALSE
2062 | howarth_high | discovery_t1t4 | Discovery LNG Terminal | proposed | export | 64.603 | 57.3429 | 7.2601 | 243.6291 | 29.8 | 2030 | 40 | Parameters:lifecycle_years_default | TRUE | FALSE
2063 | howarth_high | discovery_t1t4 | Discovery LNG Terminal | proposed | export | 64.603 | 57.3429 | 7.2601 | 243.6291 | 29.8 | 2030 | 40 | Parameters:lifecycle_years_default | TRUE | FALSE
2064 | howarth_high | discovery_t1t4 | Discovery LNG Terminal | proposed | export | 64.603 | 57.3429 | 7.2601 | 243.6291 | 29.8 | 2030 | 40 | Parameters:lifecycle_years_default | TRUE | FALSE
2065 | howarth_high | discovery_t1t4 | Discovery LNG Terminal | proposed | export | 64.603 | 57.3429 | 7.2601 | 243.6291 | 29.8 | 2030 | 40 | Parameters:lifecycle_years_default | TRUE | FALSE
2066 | howarth_high | discovery_t1t4 | Discovery LNG Terminal | proposed | export | 64.603 | 57.3429 | 7.2601 | 243.6291 | 29.8 | 2030 | 40 | Parameters:lifecycle_years_default | TRUE | FALSE
2067 | howarth_high | discovery_t1t4 | Discovery LNG Terminal | proposed | export | 64.603 | 57.3429 | 7.2601 | 243.6291 | 29.8 | 2030 | 40 | Parameters:lifecycle_years_default | TRUE | FALSE
2068 | howarth_high | discovery_t1t4 | Discovery LNG Terminal | proposed | export | 64.603 | 57.3429 | 7.2601 | 243.6291 | 29.8 | 2030 | 40 | Parameters:lifecycle_years_default | TRUE | FALSE
2069 | howarth_high | discovery_t1t4 | Discovery LNG Terminal | proposed | export | 64.603 | 57.3429 | 7.2601 | 243.6291 | 29.8 | 2030 | 40 | Parameters:lifecycle_years_default | TRUE | FALSE
2035 | howarth_high | kanata_lng | Kanata LNG | proposed | export | 18.48 | 16.4032 | 2.0768 | 69.6913 | 29.8 | 2030 | 40 | Parameters:lifecycle_years_default | TRUE | FALSE
2036 | howarth_high | kanata_lng | Kanata LNG | proposed | export | 32.34 | 28.7056 | 3.6344 | 121.9597 | 29.8 | 2030 | 40 | Parameters:lifecycle_years_default | TRUE | FALSE
2037 | howarth_high | kanata_lng | Kanata LNG | proposed | export | 38.7618 | 34.4057 | 4.3561 | 146.1774 | 29.8 | 2030 | 40 | Parameters:lifecycle_years_default | TRUE | FALSE
2038 | howarth_high | kanata_lng | Kanata LNG | proposed | export | 38.7618 | 34.4057 | 4.3561 | 146.1774 | 29.8 | 2030 | 40 | Parameters:lifecycle_years_default | TRUE | FALSE
2039 | howarth_high | kanata_lng | Kanata LNG | proposed | export | 38.7618 | 34.4057 | 4.3561 | 146.1774 | 29.8 | 2030 | 40 | Parameters:lifecycle_years_default | TRUE | FALSE
2040 | howarth_high | kanata_lng | Kanata LNG | proposed | export | 38.7618 | 34.4057 | 4.3561 | 146.1774 | 29.8 | 2030 | 40 | Parameters:lifecycle_years_default | TRUE | FALSE
2041 | howarth_high | kanata_lng | Kanata LNG | proposed | export | 38.7618 | 34.4057 | 4.3561 | 146.1774 | 29.8 | 2030 | 40 | Parameters:lifecycle_years_default | TRUE | FALSE
2042 | howarth_high | kanata_lng | Kanata LNG | proposed | export | 38.7618 | 34.4057 | 4.3561 | 146.1774 | 29.8 | 2030 | 40 | Parameters:lifecycle_years_default | TRUE | FALSE
2043 | howarth_high | kanata_lng | Kanata LNG | proposed | export | 38.7618 | 34.4057 | 4.3561 | 146.1774 | 29.8 | 2030 | 40 | Parameters:lifecycle_years_default | TRUE | FALSE
2044 | howarth_high | kanata_lng | Kanata LNG | proposed | export | 38.7618 | 34.4057 | 4.3561 | 146.1774 | 29.8 | 2030 | 40 | Parameters:lifecycle_years_default | TRUE | FALSE
2045 | howarth_high | kanata_lng | Kanata LNG | proposed | export | 38.7618 | 34.4057 | 4.3561 | 146.1774 | 29.8 | 2030 | 40 | Parameters:lifecycle_years_default | TRUE | FALSE
2046 | howarth_high | kanata_lng | Kanata LNG | proposed | export | 38.7618 | 34.4057 | 4.3561 | 146.1774 | 29.8 | 2030 | 40 | Parameters:lifecycle_years_default | TRUE | FALSE
2047 | howarth_high | kanata_lng | Kanata LNG | proposed | export | 38.7618 | 34.4057 | 4.3561 | 146.1774 | 29.8 | 2030 | 40 | Parameters:lifecycle_years_default | TRUE | FALSE
2048 | howarth_high | kanata_lng | Kanata LNG | proposed | export | 38.7618 | 34.4057 | 4.3561 | 146.1774 | 29.8 | 2030 | 40 | Parameters:lifecycle_years_default | TRUE | FALSE
2049 | howarth_high | kanata_lng | Kanata LNG | proposed | export | 38.7618 | 34.4057 | 4.3561 | 146.1774 | 29.8 | 2030 | 40 | Parameters:lifecycle_years_default | TRUE | FALSE
2050 | howarth_high | kanata_lng | Kanata LNG | proposed | export | 38.7618 | 34.4057 | 4.3561 | 146.1774 | 29.8 | 2030 | 40 | Parameters:lifecycle_years_default | TRUE | FALSE
2051 | howarth_high | kanata_lng | Kanata LNG | proposed | export | 38.7618 | 34.4057 | 4.3561 | 146.1774 | 29.8 | 2030 | 40 | Parameters:lifecycle_years_default | TRUE | FALSE
2052 | howarth_high | kanata_lng | Kanata LNG | proposed | export | 38.7618 | 34.4057 | 4.3561 | 146.1774 | 29.8 | 2030 | 40 | Parameters:lifecycle_years_default | TRUE | FALSE
2053 | howarth_high | kanata_lng | Kanata LNG | proposed | export | 38.7618 | 34.4057 | 4.3561 | 146.1774 | 29.8 | 2030 | 40 | Parameters:lifecycle_years_default | TRUE | FALSE
2054 | howarth_high | kanata_lng | Kanata LNG | proposed | export | 38.7618 | 34.4057 | 4.3561 | 146.1774 | 29.8 | 2030 | 40 | Parameters:lifecycle_years_default | TRUE | FALSE
2055 | howarth_high | kanata_lng | Kanata LNG | proposed | export | 38.7618 | 34.4057 | 4.3561 | 146.1774 | 29.8 | 2030 | 40 | Parameters:lifecycle_years_default | TRUE | FALSE
2056 | howarth_high | kanata_lng | Kanata LNG | proposed | export | 38.7618 | 34.4057 | 4.3561 | 146.1774 | 29.8 | 2030 | 40 | Parameters:lifecycle_years_default | TRUE | FALSE
2057 | howarth_high | kanata_lng | Kanata LNG | proposed | export | 38.7618 | 34.4057 | 4.3561 | 146.1774 | 29.8 | 2030 | 40 | Parameters:lifecycle_years_default | TRUE | FALSE
2058 | howarth_high | kanata_lng | Kanata LNG | proposed | export | 38.7618 | 34.4057 | 4.3561 | 146.1774 | 29.8 | 2030 | 40 | Parameters:lifecycle_years_default | TRUE | FALSE
2059 | howarth_high | kanata_lng | Kanata LNG | proposed | export | 38.7618 | 34.4057 | 4.3561 | 146.1774 | 29.8 | 2030 | 40 | Parameters:lifecycle_years_default | TRUE | FALSE
2060 | howarth_high | kanata_lng | Kanata LNG | proposed | export | 38.7618 | 34.4057 | 4.3561 | 146.1774 | 29.8 | 2030 | 40 | Parameters:lifecycle_years_default | TRUE | FALSE
2061 | howarth_high | kanata_lng | Kanata LNG | proposed | export | 38.7618 | 34.4057 | 4.3561 | 146.1774 | 29.8 | 2030 | 40 | Parameters:lifecycle_years_default | TRUE | FALSE
2062 | howarth_high | kanata_lng | Kanata LNG | proposed | export | 38.7618 | 34.4057 | 4.3561 | 146.1774 | 29.8 | 2030 | 40 | Parameters:lifecycle_years_default | TRUE | FALSE
2063 | howarth_high | kanata_lng | Kanata LNG | proposed | export | 38.7618 | 34.4057 | 4.3561 | 146.1774 | 29.8 | 2030 | 40 | Parameters:lifecycle_years_default | TRUE | FALSE
2064 | howarth_high | kanata_lng | Kanata LNG | proposed | export | 38.7618 | 34.4057 | 4.3561 | 146.1774 | 29.8 | 2030 | 40 | Parameters:lifecycle_years_default | TRUE | FALSE
2065 | howarth_high | kanata_lng | Kanata LNG | proposed | export | 38.7618 | 34.4057 | 4.3561 | 146.1774 | 29.8 | 2030 | 40 | Parameters:lifecycle_years_default | TRUE | FALSE
2066 | howarth_high | kanata_lng | Kanata LNG | proposed | export | 38.7618 | 34.4057 | 4.3561 | 146.1774 | 29.8 | 2030 | 40 | Parameters:lifecycle_years_default | TRUE | FALSE
2067 | howarth_high | kanata_lng | Kanata LNG | proposed | export | 38.7618 | 34.4057 | 4.3561 | 146.1774 | 29.8 | 2030 | 40 | Parameters:lifecycle_years_default | TRUE | FALSE
2068 | howarth_high | kanata_lng | Kanata LNG | proposed | export | 38.7618 | 34.4057 | 4.3561 | 146.1774 | 29.8 | 2030 | 40 | Parameters:lifecycle_years_default | TRUE | FALSE
2069 | howarth_high | kanata_lng | Kanata LNG | proposed | export | 38.7618 | 34.4057 | 4.3561 | 146.1774 | 29.8 | 2030 | 40 | Parameters:lifecycle_years_default | TRUE | FALSE

## Panel Lifetime By Project
scenario | project_id | project_name | calc_group | chain | start_year | lifespan_years | start_was_placeholder | lifetime_mtco2e | lifetime_co2_only_mt | lifetime_ch4_derived_co2e_mt | lifetime_ch4_kt
inventory_as_reported | lng_canada_phase_1 | LNG Canada Terminal | operating | export | 2025 | 32 | FALSE | 1298.528 | 1260.6543 | 37.8737 | 1270.9306
inventory_as_reported | cedar_lng | Cedar FLNG Terminal | under_construction | export | 2028 | 39 | FALSE | 373.3731 | 362.483 | 10.89 | 365.4379
inventory_as_reported | woodfibre_lng | Woodfibre LNG Terminal | under_construction | export | 2028 | 30 | FALSE | 181.7841 | 176.482 | 5.302 | 177.9206
inventory_as_reported | lng_canada_phase_2 | LNG Canada Terminal | proposed | export | 2030 | 27 | FALSE | 881.1264 | 855.4269 | 25.6995 | 862.4
inventory_as_reported | ksi_lisims_lng | Ksi Lisims FLNG Terminal | proposed | export | 2029 | 35 | FALSE | 1038.7661 | 1008.4687 | 30.2973 | 1016.6894
inventory_as_reported | marinvest_baie_comeau | Kino Aski LNG (formerly Marinvest Energy, Baie-Comeau) | proposed | export | 2030 | 40 | TRUE | 1519.9536 | 1475.6216 | 44.332 | 1487.6503
inventory_as_reported | summit_lake_pg_lng | Summit Lake PG LNG | proposed | export | 2030 | 30 | TRUE | 193.8531 | 188.199 | 5.654 | 189.7332
inventory_as_reported | fermeuse_energy_flng | Fermeuse Energy FLNG Terminal | proposed | export | 2030 | 40 | TRUE | 506.6512 | 491.8739 | 14.7773 | 495.8834
inventory_as_reported | discovery_t1t4 | Discovery LNG Terminal | proposed | export | 2030 | 40 | TRUE | 2026.6048 | 1967.4955 | 59.1093 | 1983.5338
inventory_as_reported | kanata_lng | Kanata LNG | proposed | export | 2030 | 40 | TRUE | 1215.9629 | 1180.4973 | 35.4656 | 1190.1203
measurement_central | lng_canada_phase_1 | LNG Canada Terminal | operating | export | 2025 | 32 | FALSE | 1309.595 | 1260.6543 | 48.9407 | 1642.3065
measurement_central | cedar_lng | Cedar FLNG Terminal | under_construction | export | 2028 | 39 | FALSE | 376.5552 | 362.483 | 14.0722 | 472.2217
measurement_central | woodfibre_lng | Woodfibre LNG Terminal | under_construction | export | 2028 | 30 | FALSE | 183.3334 | 176.482 | 6.8513 | 229.9104
measurement_central | lng_canada_phase_2 | LNG Canada Terminal | proposed | export | 2030 | 27 | FALSE | 888.636 | 855.4269 | 33.2091 | 1114.4
measurement_central | ksi_lisims_lng | Ksi Lisims FLNG Terminal | proposed | export | 2029 | 35 | FALSE | 1047.6192 | 1008.4687 | 39.1505 | 1313.774
measurement_central | marinvest_baie_comeau | Kino Aski LNG (formerly Marinvest Energy, Baie-Comeau) | proposed | export | 2030 | 40 | TRUE | 1532.9078 | 1475.6216 | 57.2861 | 1922.3534
measurement_central | summit_lake_pg_lng | Summit Lake PG LNG | proposed | export | 2030 | 30 | TRUE | 195.5052 | 188.199 | 7.3062 | 245.1747
measurement_central | fermeuse_energy_flng | Fermeuse Energy FLNG Terminal | proposed | export | 2030 | 40 | TRUE | 510.9692 | 491.8739 | 19.0954 | 640.7845
measurement_central | discovery_t1t4 | Discovery LNG Terminal | proposed | export | 2030 | 40 | TRUE | 2043.877 | 1967.4955 | 76.3815 | 2563.1378
measurement_central | kanata_lng | Kanata LNG | proposed | export | 2030 | 40 | TRUE | 1226.3262 | 1180.4973 | 45.8289 | 1537.8827
measurement_high | lng_canada_phase_1 | LNG Canada Terminal | operating | export | 2025 | 32 | FALSE | 1313.284 | 1260.6543 | 52.6297 | 1766.0984
measurement_high | cedar_lng | Cedar FLNG Terminal | under_construction | export | 2028 | 39 | FALSE | 377.616 | 362.483 | 15.1329 | 507.8163
measurement_high | woodfibre_lng | Woodfibre LNG Terminal | under_construction | export | 2028 | 30 | FALSE | 183.8498 | 176.482 | 7.3678 | 247.2404
measurement_high | lng_canada_phase_2 | LNG Canada Terminal | proposed | export | 2030 | 27 | FALSE | 891.1392 | 855.4269 | 35.7123 | 1198.4
measurement_high | ksi_lisims_lng | Ksi Lisims FLNG Terminal | proposed | export | 2029 | 35 | FALSE | 1050.5702 | 1008.4687 | 42.1015 | 1412.8021
measurement_high | marinvest_baie_comeau | Kino Aski LNG (formerly Marinvest Energy, Baie-Comeau) | proposed | export | 2030 | 40 | TRUE | 1537.2258 | 1475.6216 | 61.6042 | 2067.2544
measurement_high | summit_lake_pg_lng | Summit Lake PG LNG | proposed | export | 2030 | 30 | TRUE | 196.056 | 188.199 | 7.8569 | 263.6552
measurement_high | fermeuse_energy_flng | Fermeuse Energy FLNG Terminal | proposed | export | 2030 | 40 | TRUE | 512.4086 | 491.8739 | 20.5347 | 689.0848
measurement_high | discovery_t1t4 | Discovery LNG Terminal | proposed | export | 2030 | 40 | TRUE | 2049.6344 | 1967.4955 | 82.1389 | 2756.3391
measurement_high | kanata_lng | Kanata LNG | proposed | export | 2030 | 40 | TRUE | 1229.7806 | 1180.4973 | 49.2833 | 1653.8035
near_term_methane_gwp20 | lng_canada_phase_1 | LNG Canada Terminal | operating | export | 2025 | 32 | FALSE | 1339.107 | 1260.6543 | 78.4527 | 0
near_term_methane_gwp20 | cedar_lng | Cedar FLNG Terminal | under_construction | export | 2028 | 39 | FALSE | 385.041 | 362.483 | 22.558 | 0
near_term_methane_gwp20 | woodfibre_lng | Woodfibre LNG Terminal | under_construction | export | 2028 | 30 | FALSE | 187.4648 | 176.482 | 10.9828 | 0
near_term_methane_gwp20 | lng_canada_phase_2 | LNG Canada Terminal | proposed | export | 2030 | 27 | FALSE | 908.6616 | 855.4269 | 53.2347 | 0
near_term_methane_gwp20 | ksi_lisims_lng | Ksi Lisims FLNG Terminal | proposed | export | 2029 | 35 | FALSE | 1071.2275 | 1008.4687 | 62.7588 | 0
near_term_methane_gwp20 | marinvest_baie_comeau | Kino Aski LNG (formerly Marinvest Energy, Baie-Comeau) | proposed | export | 2030 | 40 | TRUE | 1567.4522 | 1475.6216 | 91.8305 | 0
near_term_methane_gwp20 | summit_lake_pg_lng | Summit Lake PG LNG | proposed | export | 2030 | 30 | TRUE | 199.911 | 188.199 | 11.712 | 0
near_term_methane_gwp20 | fermeuse_energy_flng | Fermeuse Energy FLNG Terminal | proposed | export | 2030 | 40 | TRUE | 522.4841 | 491.8739 | 30.6102 | 0
near_term_methane_gwp20 | discovery_t1t4 | Discovery LNG Terminal | proposed | export | 2030 | 40 | TRUE | 2089.9362 | 1967.4955 | 122.4407 | 0
near_term_methane_gwp20 | kanata_lng | Kanata LNG | proposed | export | 2030 | 40 | TRUE | 1253.9617 | 1180.4973 | 73.4644 | 0
howarth_high | lng_canada_phase_1 | LNG Canada Terminal | operating | export | 2025 | 32 | FALSE | 1420.265 | 1260.6543 | 159.6107 | 5356.0649
howarth_high | cedar_lng | Cedar FLNG Terminal | under_construction | export | 2028 | 39 | FALSE | 408.3768 | 362.483 | 45.8938 | 1540.0596
howarth_high | woodfibre_lng | Woodfibre LNG Terminal | under_construction | export | 2028 | 30 | FALSE | 198.8263 | 176.482 | 22.3443 | 749.8084
howarth_high | lng_canada_phase_2 | LNG Canada Terminal | proposed | export | 2030 | 27 | FALSE | 963.732 | 855.4269 | 108.3051 | 3634.4
howarth_high | ksi_lisims_lng | Ksi Lisims FLNG Terminal | proposed | export | 2029 | 35 | FALSE | 1136.1504 | 1008.4687 | 127.6817 | 4284.6196
howarth_high | marinvest_baie_comeau | Kino Aski LNG (formerly Marinvest Energy, Baie-Comeau) | proposed | export | 2030 | 40 | TRUE | 1662.4492 | 1475.6216 | 186.8276 | 6269.3836
howarth_high | summit_lake_pg_lng | Summit Lake PG LNG | proposed | export | 2030 | 30 | TRUE | 212.0268 | 188.199 | 23.8278 | 799.5898
howarth_high | fermeuse_energy_flng | Fermeuse Energy FLNG Terminal | proposed | export | 2030 | 40 | TRUE | 554.1498 | 491.8739 | 62.2759 | 2089.7945
howarth_high | discovery_t1t4 | Discovery LNG Terminal | proposed | export | 2030 | 40 | TRUE | 2216.599 | 1967.4955 | 249.1035 | 8359.1781
howarth_high | kanata_lng | Kanata LNG | proposed | export | 2030 | 40 | TRUE | 1329.9594 | 1180.4973 | 149.4621 | 5015.5068

## Electrification CAN
slice | canada_territorial_gas_mtco2e_yr | canada_territorial_claimed_electric_mtco2e_yr | canada_territorial_all_electric_mtco2e_yr | delta_claimed_vs_gas_mtco2e_yr | delta_all_electric_vs_gas_mtco2e_yr | liquefaction_gas_mtco2e_yr | claimed_electric_export_mtpa | share_of_national_inventory_gas | share_of_national_inventory_all_electric | share_of_2030_target_low_gas | share_of_2030_target_low_all_electric | share_of_2030_target_high_gas | share_of_2030_target_high_all_electric
headline | 46.6757 | 40.764 | 34.2775 | -5.9117 | -12.3982 | 21.1499 | 49.1 | 0.067256 | 0.049391 | 0.11193 | 0.0822 | 0.10258 | 0.075335
operating | 7.378 | 7.378 | 5.4182 | 0 | -1.9598 | 3.3432 | 0 | 0.010631 | 0.0078072 | 0.017693 | 0.012993 | 0.016215 | 0.011908
under_construction | 2.8424 | 2.0874 | 2.0874 | -0.75501 | -0.75501 | 1.288 | 5.4 | 0.0040957 | 0.0030078 | 0.0068163 | 0.0050057 | 0.006247 | 0.0045876
proposed | 36.4553 | 31.2987 | 26.7719 | -5.1567 | -9.6835 | 16.5188 | 43.7 | 0.052529 | 0.038576 | 0.087423 | 0.064201 | 0.080122 | 0.058839

## LD Headline
case | price_family | aggregation | scenario | currency | total_cad | total_cad_billion | operating_cad_billion | under_construction_cad_billion | proposed_cad_billion | committed_cad_billion | canada_economic_value_proposed_cad | breakeven_canada_share_all | breakeven_canada_share_proposed | breakeven_note
published_central | eccc | calendar_year | measurement_central | CAD 2025 | 4.1639e+12 | 4163.8771 | 525.5069 | 239.8357 | 3398.5345 | 765.3426 | 799330585695.3038 | 0.19197 | 0.2352 | technique only; not the headline (actual Burke share is known)
eccc_central_npv_2025 | eccc | npv_analysis_year | measurement_central | CAD 2025 | 2.5628e+12 | 2562.7903 | 380.1776 | 157.5165 | 2025.0962 | 537.6941 | 799330585695.3038 | 0.3119 | 0.39471 | technique only; not the headline (actual Burke share is known)
burke_default_hatton | burke | hatton_sum | measurement_central | CAD 2025 | 1.6142e+13 | 16142.1319 | 2269.3419 | 970.2073 | 12902.5827 | 3239.5492 | 799330585695.3038 | 0.049518 | 0.061951 | technique only; not the headline (actual Burke share is known)
burke_default_npv_2025 | burke | npv_analysis_year | measurement_central | CAD 2025 | 1.0193e+13 | 10193.476 | 1679.5669 | 655.7258 | 7858.1833 | 2335.2926 | 799330585695.3038 | 0.078416 | 0.10172 | technique only; not the headline (actual Burke share is known)
eccc_1.5pct_calendar | eccc | calendar_year | measurement_central | CAD 2025 | 6.5383e+12 | 6538.3008 | 844.506 | 379.9645 | 5313.8303 | 1224.4705 | 799330585695.3038 | 0.12225 | 0.15042 | technique only; not the headline (actual Burke share is known)
eccc_2.5pct_calendar | eccc | calendar_year | measurement_central | CAD 2025 | 2.765e+12 | 2765.0394 | 341.9371 | 158.0188 | 2265.0835 | 499.9559 | 799330585695.3038 | 0.28908 | 0.35289 | technique only; not the headline (actual Burke share is known)

## LD By Project
price_family | scenario | project_id | project_name | calc_group | chain | discount_rate_pct | growth_rate | hatton_sum_cad | npv_analysis_year_cad | emissions_mtco2e
burke | measurement_central | lng_canada_phase_1 | LNG Canada Terminal | operating | export | 2 | 0 | 2.2693e+12 | 1.6796e+12 | 1309.595
eccc | measurement_central | lng_canada_phase_1 | LNG Canada Terminal | operating | export | 2 |  | 525506880749.973 | 380177606190.2346 | 1309.595
burke | measurement_central | cedar_lng | Cedar FLNG Terminal | under_construction | export | 2 | 0 | 652516677741.7319 | 429409039352.2599 | 376.5552
eccc | measurement_central | cedar_lng | Cedar FLNG Terminal | under_construction | export | 2 |  | 164366234403.3836 | 104816012064.8954 | 376.5552
burke | measurement_central | woodfibre_lng | Woodfibre LNG Terminal | under_construction | export | 2 | 0 | 317690635238.4733 | 226316717121.509 | 183.3334
eccc | measurement_central | woodfibre_lng | Woodfibre LNG Terminal | under_construction | export | 2 |  | 75469498625.8548 | 52700453154.7209 | 183.3334
burke | measurement_central | lng_canada_phase_2 | LNG Canada Terminal | proposed | export | 2 | 0 | 1.5399e+12 | 1.027e+12 | 888.636
eccc | measurement_central | lng_canada_phase_2 | LNG Canada Terminal | proposed | export | 2 |  | 380944832458.1312 | 251446303182.0792 | 888.636
burke | measurement_central | ksi_lisims_lng | Ksi Lisims FLNG Terminal | proposed | export | 2 | 0 | 1.8154e+12 | 1.1484e+12 | 1047.6192
eccc | measurement_central | ksi_lisims_lng | Ksi Lisims FLNG Terminal | proposed | export | 2 |  | 466657972592.279 | 289834368788.4517 | 1047.6192
burke | measurement_central | marinvest_baie_comeau | Kino Aski LNG (formerly Marinvest Energy, Baie-Comeau) | proposed | export | 2 | 0 | 2.6563e+12 | 1.5759e+12 | 1532.9078
eccc | measurement_central | marinvest_baie_comeau | Kino Aski LNG (formerly Marinvest Energy, Baie-Comeau) | proposed | export | 2 |  | 711187684883.6925 | 412232555129.4554 | 1532.9078
burke | measurement_central | summit_lake_pg_lng | Summit Lake PG LNG | proposed | export | 2 | 0 | 338782780594.3411 | 219813940986.588 | 195.5052
eccc | measurement_central | summit_lake_pg_lng | Summit Lake PG LNG | proposed | export | 2 |  | 85481006368.621 | 54742718508.848 | 195.5052
burke | measurement_central | fermeuse_energy_flng | Fermeuse Energy FLNG Terminal | proposed | export | 2 | 0 | 885437029135.4845 | 525290414388.0717 | 510.9692
eccc | measurement_central | fermeuse_energy_flng | Fermeuse Energy FLNG Terminal | proposed | export | 2 |  | 237062561627.8975 | 137410851709.8185 | 510.9692
burke | measurement_central | discovery_t1t4 | Discovery LNG Terminal | proposed | export | 2 | 0 | 3.5417e+12 | 2.1012e+12 | 2043.877
eccc | measurement_central | discovery_t1t4 | Discovery LNG Terminal | proposed | export | 2 |  | 948250246511.59 | 549643406839.2739 | 2043.877
burke | measurement_central | kanata_lng | Kanata LNG | proposed | export | 2 | 0 | 2.125e+12 | 1.2607e+12 | 1226.3262
eccc | measurement_central | kanata_lng | Kanata LNG | proposed | export | 2 |  | 568950147906.954 | 329786044103.5644 | 1226.3262

## LD Burke Grid
discount_rate_pct | growth_rate | total_cad_billion | proposed_cad_billion | is_burke_default | is_central
1.5 | -0.02 | 11708.1345 | 9018.7674 | FALSE | FALSE
1.5 | 0 | 20694.2745 | 16541.1602 | FALSE | FALSE
1.5 | 0.02 | 37678.6296 | 31078.8233 | FALSE | FALSE
2 | -0.02 | 9132.6831 | 7034.8991 | FALSE | FALSE
2 | 0 | 16142.1319 | 12902.5827 | TRUE | FALSE
2 | 0.02 | 29390.4195 | 24242.3799 | FALSE | FALSE
3 | -0.02 | 5731.0648 | 4414.635 | FALSE | FALSE
3 | 0 | 10129.7288 | 8096.8031 | FALSE | FALSE
3 | 0.02 | 18443.4733 | 15212.9059 | FALSE | FALSE
5 | -0.02 | 2551.9109 | 1965.7351 | FALSE | FALSE
5 | 0 | 4510.5345 | 3605.3196 | FALSE | FALSE
5 | 0.02 | 8212.453 | 6773.9559 | FALSE | FALSE

## LD ECCC Grid
discount_rate_pct | calendar_year_total_cad_billion | calendar_year_proposed_cad_billion | npv_2025_total_cad_billion | npv_2025_proposed_cad_billion | is_central | is_sensitivity_range
1.5 | 6538.3008 | 5313.8303 | 4540.7413 | 3600.9103 | FALSE | TRUE
2 | 4163.8771 | 3398.5345 | 2562.7903 | 2025.0962 | TRUE | FALSE
2.5 | 2765.0394 | 2265.0835 | 1510.0986 | 1188.4037 | FALSE | TRUE

## LD Physical Scenarios
scenario | total_cad_billion | proposed_cad_billion
inventory_as_reported | 4128.6894 | 3369.8144
measurement_central | 4163.8771 | 3398.5345
measurement_high | 4175.6063 | 3408.1078
howarth_high | 4515.754 | 3685.7345

## LD SC-CO2
price_family | discount_rate_pct | sc_pulse_year_usd2020 | sc_pulse_year_cad2025 | sc_analysis_year_cad2025_g0
burke | 1.5 | 1298.4763 | 2221.5302
burke | 2 | 1012.849 | 1732.8578 | 1732.8578
burke | 3 | 635.5967 | 1087.4263
burke | 5 | 283.0165 | 484.2058

## LD Horizons
horizon | discounting | sc_co2_usd2020_per_t | sc_co2_cad2025_per_t | is_burke_default | is_central | total_cad_billion | proposed_cad_billion | proposed_gwp_cad_billion | operating_cad_billion | under_construction_cad_billion | canada_share_fd | canada_borne_proposed_cad_billion | externalisation_share | canada_value_proposed_cad_billion | canada_value_proposed_as_published_cad_billion | externality_ratio_proposed | national_value_over_borne | breakeven_share_proposed
through_2100 | 2pct_fixed | 1012.849 | 1732.8578 | FALSE | FALSE | 16142.1319 | 12902.5827 | 12902.5827 | 2269.3419 | 970.2073 | 0.0017041 | 21.9867 | 0.9983 | 799.3306 | 642.8908 | 16.1417 | 36.3551 | 0.061951
no_growth_after_2100 | 2pct_fixed | 2120 | 3627.0544 | FALSE | FALSE | 33787.188 | 27006.4692 | 27006.4692 | 4749.9723 | 2030.7464 | 0.0017041 | 46.0206 | 0.9983 | 799.3306 | 642.8908 | 33.7864 | 17.369 | 0.029598
through_2300 | 2pct_fixed | 3198 | 5471.3774 | TRUE | FALSE | 50967.6544 | 40739.0041 | 40739.0041 | 7165.2885 | 3063.3618 | 0.0017041 | 69.4216 | 0.9983 | 799.3306 | 642.8908 | 50.9664 | 11.5141 | 0.019621
through_2100 | ramsey | 1322 | 2261.7764 | FALSE | FALSE | 21069.1805 | 16840.8266 | 16840.8266 | 2962.0111 | 1266.3428 | 0.0017041 | 28.6977 | 0.9983 | 799.3306 | 642.8908 | 21.0687 | 27.8534 | 0.047464
no_growth_after_2100 | ramsey | 4045 | 6920.4883 | FALSE | FALSE | 64466.5922 | 51528.8529 | 51528.8529 | 9063.0368 | 3874.7025 | 0.0017041 | 87.8082 | 0.9983 | 799.3306 | 642.8908 | 64.465 | 9.1031 | 0.015512
through_2300 | ramsey | 7056 | 12071.9321 | FALSE | FALSE | 112453.9616 | 89885.6825 | 89885.6825 | 15809.3419 | 6758.9372 | 0.0017041 | 153.1704 | 0.9983 | 799.3306 | 642.8908 | 112.4512 | 5.2186 | 0.0088927

## LD Assumptions
parameter | value | unit | source
pulse_year | 2020 | year | Burke et al. Nature 651:959-966 (2026). SC-CO2 is the 2021-2100 damage from a 1 tCO2 pulse in this year (FD-CO2 / SC-CO2).
analysis_year | 2025 | year | Present-value and constant-dollar year for reported CAD.
damages_horizon_year | 2100 | year | Year-by-year Burke path uses the 2100-truncated SC. Longer horizons are applied as constant 2020-pulse SC from Figure 2e (see burke_horizons.csv), not by extending the calendar of emissions.
us_gdp_deflator_2020 | 105.377 | index 2017=100 | BEA Table 1.1.9 implicit price deflator for GDP; FRED A191RD3A086NBEA. 2020 annual.
us_gdp_deflator_2025 | 128.979 | index 2017=100 | BEA Table 1.1.9 implicit price deflator for GDP; FRED A191RD3A086NBEA. 2025 annual.
usd_cad_2025 | 1.3978 | CAD per USD | Bank of Canada annual average exchange rates. US dollar 2025 = 1.3978.
canada_gdp_deflator_2020 | 115.80157 | index | IMF IFS GDP deflator for Canada; FRED NGDPDIXCAA. 2020 annual. Inflates A Rising Tide Table 1 from 2020 CAD to 2025 CAD.
canada_gdp_deflator_2021 | 124.81689 | index | IMF IFS GDP deflator for Canada; FRED NGDPDIXCAA. 2021 annual. ECCC C$2021 to C$2025.
canada_gdp_deflator_2025 | 143.98050 | index | IMF IFS GDP deflator for Canada; FRED NGDPDIXCAA. 2025 annual.
central_price_family | eccc | family | Paper central: ECCC official SC-CO2 schedule applied per calendar year of emissions. Burke is an upper-bracket sensitivity across discount rates and damage horizons.
central_aggregation | calendar_year | method | Emissions in year t × ECCC SC at year t, summed in 2025 CAD. The official schedule already embeds Ramsey discounting; a second NPV to 2025 is a sensitivity only.
central_discount_rate_pct | 2.0 | percent | Burke default discount (not the paper central). Paper central rate is eccc_central_discount_rate_pct.
central_growth_rate | 0.0 | fraction per year | Burke default g=0. Hatton +2% is reported in the grid and is not used. Longer horizons are handled via Figure 2e rows, not via g.
central_horizon | through_2300 | horizon key | Burke default horizon (Figure 2e through-2300 at 2% fixed). Not the paper central. through_2100 is reported alongside for Hatton comparability.
central_horizon_discounting | 2pct_fixed | key | Matches Burke central_discount_rate_pct. Ramsey rows are Burke sensitivities.
burke_pulse_file | loss_damage_r1/total_damages_by_pulse_2100.csv | path relative to Inputs/ | Long-form Burke 2021-2100 damages by pulse year and discount rate (2020 USD / tCO2).
burke_horizons_file | loss_damage/burke_horizons.csv | path relative to Inputs/ | Figure 2e and Table 1 2020-pulse SC-CO2 by damage horizon.
burke_country_shares_file | loss_damage_r1/burke_country_damage_shares.csv | path relative to Inputs/ | Country share of a 1 GtCO2 1990 pulse at 2%. Canada share_FD applied to later pulses; do not use dam_FD per tonne.
eccc_schedule_file | loss_damage/eccc_sc_co2.csv | path relative to Inputs/ | ECCC official SC-CO2 schedule C$2021.
eccc_ch4_schedule_file | loss_damage/eccc_sc_ch4.csv | path relative to Inputs/ | ECCC official SC-CH4 schedule C$2021 per tCH4 (Table 1 / A.1.1 / A.1.2).
eccc_central_discount_rate_pct | 2.0 | percent | ECCC recommended near-term Ramsey rate for CBA (Table 1).
burke_fig4_canada_file | loss_damage_r1/burke_fig4_canada.csv | path relative to Inputs/ | Derived from damages_and_benefits_k90.rds Figure 4 sankey. Canada as emitter only; CAN-on-CAN is not in the file.
cboc_gdp_cad_per_year | 11153000000 | 2020 CAD | Conference Board of Canada, A Rising Tide (July 2020), Table 1 and Appendix B Table 1: Canada GDP at market prices 11,153 (2020 $ millions) at 56 mtpa. Whole-chain including upstream. Commissioned by Canadian LNG Alliance.
cboc_dollar_year | 2020 | year | Table 1 header: annual investment spending / GDP at market prices (2020 $ millions). Appendix B Table 1: annual GDP impacts, 2020 $ millions. Inflate with FRED NGDPDIXCAA 2020 to 2025. Uninflated 2020 CAD is reported alongside.
cboc_scenario_mtpa | 56 | mtpa | A Rising Tide scenario: 56 mtpa LNG industrial capacity in British Columbia (Appendix A).
cboc_operating_years | 40 | years | A Rising Tide Appendix A: operational lifespan of 40 years after construction. Matches CER licence term used in the emissions numerator. Research sketch used 30; that is reported as a sensitivity.
cboc_operating_years_sensitivity | 30 | years | Research memo sketch (C$477bn at 80.7 mtpa).

## MC Summary
build_out | metric | median | p05 | p95 | n_draws | seed
committed | lifetime_mtco2e | 1903.5729 | 1800.1743 | 2011.2962 | 10000 | 20260828
committed | peak_mtco2e_yr | 59.3922 | 56.1662 | 62.7532 | 10000 | 20260828
committed | central_damage_cad_billion | 779.2983 | 736.9683 | 823.3989 | 10000 | 20260828
committed_plus_advanced | lifetime_mtco2e | 3874.0482 | 3641.4382 | 4123.8639 | 10000 | 20260828
committed_plus_advanced | peak_mtco2e_yr | 138.244 | 130.7348 | 146.0672 | 10000 | 20260828
committed_plus_advanced | central_damage_cad_billion | 1641.8048 | 1545.7816 | 1744.6278 | 10000 | 20260828
full | lifetime_mtco2e | 9477.1462 | 8290.3302 | 10752.5578 | 10000 | 20260828
full | peak_mtco2e_yr | 304.136 | 287.6159 | 321.3471 | 10000 | 20260828
full | central_damage_cad_billion | 4236.3931 | 3624.9483 | 4915.1603 | 10000 | 20260828

## MC Howarth
build_out | upstream | lifetime_mtco2e | peak_year | peak_mtco2e_yr | central_damage_cad_billion
committed | 0.55 | 2027.4681 | 2030 | 63.2578 | 830.0195
committed_plus_advanced | 0.55 | 4127.3505 | 2037 | 147.2417 | 1749.2507
full | 0.55 | 10102.5348 | 2037 | 323.9309 | 4515.754

## MC Parameters
parameter | distribution | source | sampled
upstream_production | triangular(0.22, 0.25, 0.33) | inventory 0.22 / central 0.25 / GWP20-equivalent 0.33; Howarth 0.55 excluded | TRUE
liquefaction | fixed 0.29 | Emission Factors central; 0.12 is electric, not an uncertainty band | FALSE
pipeline_transport | triangular(0.05, 0.1, 0.18) | Emission Factors range_low / central / range_high | TRUE
shipping | triangular(0.05, 0.12, 0.31) | Emission Factors range_low / central / range_high | TRUE
regasification | triangular(0.02, 0.04, 0.06) | Emission Factors range_low / central / range_high | TRUE
combustion | triangular(2.5, 2.75, 3.0) | Emission Factors range_low / central / range_high | TRUE
fid_delay_mid | triangular(3.0, 5.0, 7.0), rounded to int | Parameters fid_delay_low / mid / high; applied to non-FID assets | TRUE
lifecycle_years_default | triangular(30.0, 40.0, 50.0), rounded to int | Parameters lifespan_sensitivity_low / default / high. Sampled for: marinvest_baie_comeau, fermeuse_energy_flng, discovery_t1t4, kanata_lng. Licence terms and stated project lives held. | TRUE
utilisation ramp | fixed (year_1=0.4, year_2=0.7, steady=0.839, ramp=2) | No published range; IGU 83.9% is a point | FALSE
upstream_ch4_share | fixed 0.30 | Not independent of the 0.22 × 1.5 upstream construction | FALSE
howarth_high | named point, upstream 0.55, other stages central | Scenarios sheet; excluded from the sampling distribution | FALSE
monte_carlo_seed | 20260828 | Parameters sheet | FALSE
monte_carlo_n_draws | 10000 | Parameters sheet | FALSE